## Contacts
*Please use the arrows at the bottom of the spreadhseet to navigate through the different categories*
Wolseley Contact Details
Plumbing & Heating Enquiries
Plumbing & Heating Support Hub
Opening hours - Monday to Friday 08:00 - 17:00
E - lnpg@wolseley.co.uk T- 0344 8910188
See LNPG website for more details - all orders are required in writing via email
Bathroom Enquiries
Showroom Hubs
Opening hours - Monday to Friday 08:00 - 16:30, Saturdays 08:00 - 12:00
There are 19 LNPG showroom hubs split by County, contact your closest one for assistance
Contact details are available on the back page of the LNPG bathroom brochure and LNPG website
Call LNPG on 01455 234499 if you need any help locating your nearest hub
LNPG membership and property details will be required for verification. It is your responsibility to make sure your membership and property portfolio is up to date. Any questions on this or anything else, call LNPG directly on 01455 234499.
ALL PRICES ARE EXCLUDING VAT

## Boiler Size Guide
Boiler Size Guide
| Number of bedrooms | 1 | 2 | 2 | 3 | 3 | 4 | 4 | 5 | 5 | 5
| Number of bathrooms | 1 | 1 | 2 | 1 | 2 | 1 | 2 | 1 | 2 | 3
Combi Boiler (No Hot Water Cylinder) | Boiler size 24kw | X
| Boiler size 28kw |  | X |  | X
| Boiler Size 33kw |  |  | X |  | X | X |  | X
| Boiler size 40kw | [6 empty] | X |  | X | X
Heat only (With Hot Water Cylinder and Cold Water feed tanks) | Boiler size 12kw | X | X
| Boiler size 15kw |  |  | X | X | X
| Boiler size 18kw | [5 empty] | X | X
| Boiler size 24kw | [7 empty] | X | X | X
System (With Hot Water Cylinder, but No feed tanks | Boiler size 12kw | X | X
| Boiler size 15kw |  |  | X | X | X
| Boiler size 18kw | [5 empty] | X | X
| Boiler size 24kw | [7 empty] | X | X
| Boiler size 32kw | [9 empty] | X
| Flue | X | X | X | X | X | X | X | X | X | X
| Filter | X | X | X | X | X | X | X | X | X | X
| CO Alarm | X | X | X | X | X | X | X | X | X | X
Please use this as a guide to size your boiler. This is a guide only and your heating engineer should be contacted to determine the exact specification.

## Heatpack Examples
Heat Packs - Examples
*These are examples of typical savings that can be made as an LNPG member against our standard trade prices. Let us know boiler size/type and radiators size/type required and we can tailor a quote that best suits your requirements.
Number of Bedrooms | 1 | 2 | 3 | 4 | 5 | 5 | 6 | 7 | 8
Number of Radiators | 5 | 6 | 7 | 9 | 10 | 10 | 12 | 13 | 14
Number of Bathrooms | 1 | 1 | 1 | 2 | 2 | 2 | 3 | 3 | 3
Kitchen/breakfast | 1 | 1 | 1 | 1 | 1 | 1 | 1 | 1 | 1
Dining room | 1 | 1 | 1 | 1 | 1 | 1 | 1 | 1 | 1
Living room | 1 | 1 | 1 | 1 | 1 | 1 | 1 | 1 | 1
Bedroom Master | 1 | 1 | 1 | 1 | 1 | 1 | 1 | 1 | 1
Bedroom Standard |  | 1 | 2 | 3 | 4 | 4 | 5 | 6 | 7
Bathroom | 1 | 1 | 1 | 2 | 2 | 2 | 3 | 3 | 3
Combi boiler 40kw | bar: 3 to 4
Combi boiler 30kw | bar: 2
Combi boiler 25kw | ü | bar: 1
System boiler 15kw | bar: 4
System boiler 24kw | bar: 5 to 6
System boiler 30kw | bar: 7
Cylinder 210L | bar: 4 to 6
Cylinder 300L | bar: 7
Flue | ü | bar: 1 to 7
Radiator valves | ü | bar: 1 to 7
RF Programmable Thermostat | ü | bar: 1 to 4
Magnetic filter / Chemicals | ü | bar: 1 to 7
CO2 Alarm | ü | bar: 1 to 7
Trade Price | 2533.64 | 2630.47 | 2863.3 | 3586.47 | 3683.3 | 3759.22 | 4159.13 | 4260.39 | 4645.21
LNPG Price | 1518.46 | 1572.96 | 1718.04 | 2412.19 | 2466.69 | 2306.57 | 2589.61 | 2644.11 | 2931.6
All prices correct at time of print and subject to change. Exclude VAT at 20%. Prices based on average size radiators for average size properties and should be used as a GUIDE ONLY. Radiators should be sized correctly based on individual properties.
Contact our LNPG Plumbing & Heating Contact Team for your price and to place any orders
lnpg@wolseley.co.uk

## Gas & Electric Boilers
Category | Supplier Name | Product Code | Description | LNPG Price | Comment
Alpha Boilers & Combined ASHP Unit - other flues and accessories are available
Gas Boiler | Alpha | 195895 | ALPHA E-TEC NX 28KW COMBI BOILER 7 YEAR WARRANTY | 479.5 | 28kw combi boiler with 7 year warranty
Gas Boiler | Alpha | 195897 | ALPHA E-TEC NX 33KW COMBI BOILER 7 YEAR WARRANTY | 514.51 | 33kw combi boiler with 7 year warranty
Gas Boiler | Alpha | 196028 | ALPHA E-TEC PLUS 28NX COMBI BOILER 10 YEAR WARRANTY | 697.69 | 28kw combi boiler with 10 year warranty
Gas Boiler | Alpha | 196029 | ALPHA E-TEC PLUS 33NX COMBI BOILER 10 YEAR WARRANTY | 782.71 | 33kw combi boiler with 10 year warranty
Gas Boiler | Alpha | 196030 | ALPHA E-TEC PLUS 38NX COMBI BOILER 10 YEAR WARRANTY | 909.89 | 38kw combi boiler with 10 year warranty
Gas Boiler | Alpha | 195899 | ALPHA E-TEC NX 20KW SYSTEM BOILER 7 YEAR WARRANTY | 679.84 | 20kw system boiler with 7 year warranty
Gas Boiler | Alpha | 195901 | ALPHA E-TEC NX 30KW SYSTEM BOILER 7 YEAR WARRANTY | 740.57 | 30kw system boiler with 7 year warranty
Gas Boiler | Alpha | 195903 | ALPHA E-TEC NX 35KW SYSTEM BOILER 7 YEAR WARRANTY | 791.3 | 35kw system boiler with 7 year warranty
Gas Boiler | Alpha | 196144 | ALPHA E-TEC 15R HEAT ONLY BOILER 7 YEAR WARRANTY | 546.23 | 15kw heat only boiler with 7 year warranty
Gas Boiler | Alpha | 196143 | ALPHA E-TEC 20R HEAT ONLY BOILER 7 YEAR WARRANTY | 595.52 | 20kw heat only boiler with 7 year warranty
Gas Boiler | Alpha | 196142 | ALPHA E-TEC 25R HEAT ONLY BOILER 7 YEAR WARRANTY | 679.12 | 25kw heat only boiler with 7 year warranty
| Alpha | 197872 | ALPHA PUSH-FIT EASY FLUE 500MM WITH PM | 57.48 | Standard through the wall horizontal Flue
Flue | Alpha | 197879 | ALPHA PUSH-FIT VERTICAL FLUE TERMINAL | 108.37 | Vertical through the roof flue
Gas Boiler & ASHP | Alpha | 191227 | ALPHA E-TEC HYBRID PACKAGED HEAT PUMP & BOILER SOLUTION | 3158.59 | Combined Heat Pump and Combi Boiler Solution
Baxi / Potterton Boilers - other flues and accessories are available
Gas Boiler | Baxi Uk Ltd | 115083 | BAXI ASSURE 524 COMBI 2 NG BOILER | 651.79 | 25kw combi boiler with 5 year warranty
Gas Boiler | Baxi Uk Ltd | 115084 | BAXI ASSURE 530 COMBI 2 NG BOILER | 656.76 | 30kw combi boiler with 5 year warranty
Gas Boiler | Baxi Uk Ltd | 115085 | BAXI ASSURE 536 COMBI 2 NG BOILER | 784.45 | 36kw combi boiler with 5 year warranty
Gas Boiler | Baxi Uk Ltd | 150982 | BAXI ASSURE HEAT 13KW NG BOILER | 479.08 | 13kw heat only boiler with 5 year warranty
Gas Boiler | Baxi Uk Ltd | 150983 | BAXI ASSURE HEAT 16KW NG BOILER | 601.27 | 16kw heat only boiler with 5 year warranty
Gas Boiler | Baxi Uk Ltd | 150984 | BAXI ASSURE HEAT 19KW NG BOILER | 634.33 | 19kw heat only boiler with 5 year warranty
Gas Boiler | Baxi Uk Ltd | 150985 | BAXI ASSURE HEAT 25KW NG BOILER | 680.27 | 25kw heat only boiler with 5 year warranty
Gas Boiler | Baxi Uk Ltd | 150986 | BAXI ASSURE HEAT 30KW NG BOILER | 728.03 | 30kw heat only boiler with 5 year warranty
Gas Boiler | Baxi Uk Ltd | 115086 | BAXI ASSURE 515 SYSTEM 2 NG BOILER | 661.89 | 15kw system only boiler with 5 year warranty
Gas Boiler | Baxi Uk Ltd | 115087 | BAXI ASSURE 518 SYSTEM 2 NG BOILER | 682.1 | 18kw system only boiler with 5 year warranty
Gas Boiler | Baxi Uk Ltd | 115088 | BAXI ASSURE 524 SYSTEM 2 NG BOILER | 716.09 | 24kw system only boiler with 5 year warranty
| Baxi Uk Ltd | 118854 | BAXI MFIT2 STD HORZ FLUE INC L.PROF ELBW | 82 | Standard through the wall horizontal Flue
Flue | Baxi Uk Ltd | 211202 | MULTIFIT STD TELE FLUE 60/100-WHITE | 91.69 | Standard through the wall horizontal Flue Telescopic
Flue | Baxi Uk Ltd | 119903 | MULTIFIT VERTICAL FLUE TERMINAL 60/100MM O/D | 95.99 | Vertical through the roof flue
Flue | Baxi Uk Ltd | 211195 | BAXI MFIT2 1M FLUE EXT & SUP BRKT 60/100 | 47.05 | 1m flue extension
To claim the 5 year warranty on Baxi Assure boilers, a registration form must be completed. This is available on the LNPG website, call LNPG if you need assistance on 01455 234499.
* BAXI ASSURE BOILERS MARKED WITH * ARE NOT CURRENTLY STOCKED AT OUR WAREHOUSE. PLEASE ALLOW 5-7 WORKING DAYS LEAD TIME.
Worcester Bosch Boilers - other flues and accessories are available
Gas Boiler | Worcester Bosch | 113026 | WORC G/STAR GR2301IW 25KW COMBI NG | 578.28 | 25kw combi boiler with 7 year warranty
Gas Boiler | Worcester Bosch | 113027 | WORC G/STAR GR2301IW 30KW COMBI NG | 687.72 | 30kw combi boiler with 7 year warranty
Gas Boiler | Worcester Bosch | 141645 | WORCESTER GREENSTAR 4000 25KW COMBI | 747.24 | 25kw combi boiler with 7+ year warranty
Gas Boiler | Worcester Bosch | 141647 | WORCESTER GREENSTAR 4000 30KW COMBI | 842.38 | 30kw combi boiler with 7+ year warranty
Gas Boiler | Worcester Bosch | 114607 | WORCS GSTAR 8000+ 32KW COMBI WHT NG | 1097.71 | 32kw combi boiler with 8+ year warranty
Gas Boiler | Worcester Bosch | 114608 | WORCS GSTAR 8000+ 36KW COMBI WHT NG | 1254.61 | 36kw combi boiler with 8+ year warranty
Gas Boiler | Worcester Bosch | 114609 | WORCS GSTAR 8000+ 40KW COMBI WHT NG | 1445.44 | 40kw combi boiler with 8+ year warranty
Gas Boiler | Worcester Bosch | 114622 | WORCS GSTAR 8000+ 45KW COMBI WHT NG | 1771.27 | 45kw combi boiler with 8+ year warranty
Gas Boiler | Worcester Bosch | 114623 | WORCS GSTAR 8000+ 50KW COMBI WHT NG | 2097.55 | 50kw combi boiler with 8+ year warranty
Gas Boiler | Worcester Bosch | 114612 | WORCS GSTAR 8000+ STYLE 32KW CMBI BLK NG | 1190.27 | 32kw combi boiler with 8+ year warranty
Gas Boiler | Worcester Bosch | 114613 | WORCS GSTAR 8000+ STYLE 36KW CMBI BLK NG | 1353.57 | 36kw combi boiler with 8+ year warranty
Gas Boiler | Worcester Bosch | 112914 | WORCESTER GREENSTAR 28CDI COMBI COMPACT ERP | 791.84 | 28kw combi boiler with 7+ year warranty
Gas Boiler | Worcester Bosch | 112916 | WORCESTER GREENSTAR 32CDI COMBI COMPACT ERP | 995.18 | 32kw combi boiler with 7+ year warranty
Gas Boiler | Worcester Bosch | 112918 | WORCESTER GREENSTAR 36CDI COMBI COMPACT ERP | 1165.21 | 36kw combi boiler with 7+ year warranty
Gas Boiler | Worcester Bosch | 112932 | WORCESTER GREENSTAR HIGHFLOW 440CDI ERP | 2138.58 | 40kw combi boiler with 7+ year warranty - floor standing
Gas Boiler | Worcester Bosch | 112934 | WORCESTER GREENSTAR HIGHFLOW 550CDI ERP | 2595.96 | 50kw combi boiler with 7+ year warranty - floor standing
Gas Boiler | Worcester Bosch | 100360 | WORCESTER GREENSTAR FLOOR STANDING REGULAR 30CDI NG ERP | 1591.85 | 30kw heat only boiler with 7+ year warranty - floor standing
Gas Boiler | Worcester Bosch | 100365 | WORCESTER GREENSTAR FLOOR STANDING REGULAR 40CDI NG ERP | 2137.25 | 40kw heat only boiler with 7+ year warranty - floor standing
Gas Boiler | Worcester Bosch | 141649 | WORCESTER GREENSTAR 4000 12KW SYSTEM | 785.18 | 12kw system only boiler with 7+ year warranty
Gas Boiler | Worcester Bosch | 141651 | WORCESTER GREENSTAR 4000 15KW SYSTEM | 838.61 | 15kw system only boiler with 7+ year warranty
Gas Boiler | Worcester Bosch | 141653 | WORCESTER GREENSTAR 4000 18KW SYSTEM | 892.05 | 18kw system only boiler with 7+ year warranty
Gas Boiler | Worcester Bosch | 141655 | WORCESTER GREENSTAR 4000 21KW SYSTEM | 969.52 | 21kw system only boiler with 7+ year warranty
Gas Boiler | Worcester Bosch | 141657 | WORCESTER GREENSTAR 4000 24KW SYSTEM | 1010.12 | 24kw system only boiler with 7+ year warranty
Gas Boiler | Worcester Bosch | 112952 | WORCESTER GREENSTAR 27I COMPACT NG SYSTEM ERP | 1050.75 | 27kw system only boiler with 7+ year warranty
Gas Boiler | Worcester Bosch | 112954 | WORCESTER GREENSTAR 30I COMPACT NG SYSTEM ERP | 1083.18 | 30kw system only boiler with 7+ year warranty
Gas Boiler | Worcester Bosch | 114286 | WORCS GSTAR 8000+ 30KW SYST WHT NG | 1219.74 | 30kw system only boiler with 8+ year warranty
Gas Boiler | Worcester Bosch | 114287 | WORCS GSTAR 8000+ 35KW SYST WHT NG | 1364.85 | 35kw system only boiler with 8+ year warranty
Gas Boiler | Worcester Bosch | 112402 | WORCS GREENSTAR REGULAR 12RI ERP+ | 645.17 | 12kw heat only boiler with 7+ year warranty
Gas Boiler | Worcester Bosch | 112403 | WORCS GREENSTAR REGULAR 15RI ERP+ | 665.1 | 15kw heat only boiler with 7+ year warranty
Gas Boiler | Worcester Bosch | 112404 | WORCS GREENSTAR REGULAR 18RI ERP+ | 728.66 | 18kw heat only boiler with 7+ year warranty
Gas Boiler | Worcester Bosch | 112405 | WORCS GREENSTAR REGULAR 21RI ERP+ | 780.05 | 21kw heat only boiler with 7+ year warranty
Gas Boiler | Worcester Bosch | 112406 | WORCS GREENSTAR REGULAR 24RI ERP+ | 811.86 | 24kw heat only boiler with 7+ year warranty
Gas Boiler | Worcester Bosch | 114614 | WORCS GSTAR 8000+ 30KW REG WHT NG | 1165.02 | 30kw heat only boiler with 8+ year warranty
Gas Boiler | Worcester Bosch | 114615 | WORCS GSTAR 8000+ 35KW REG WHT NG | 1449.64 | 35kw heat only boiler with 8+ year warranty
Gas Boiler | Worcester Bosch | 114288 | WORCS GSTAR 8000+ 40KW REG WHT NG | 1725.76 | 40kw heat only boiler with 8+ year warranty
Gas Boiler | Worcester Bosch | 114289 | WORCS GSTAR 8000+ 45KW REG WHT NG | 2011.28 | 45kw heat only boiler with 8+ year warranty
Gas Boiler | Worcester Bosch | 114290 | WORCS GSTAR 8000+ 50KW REG WHT NG | 2297.61 | 50kw heat only boiler with 8+ year warranty
Flue | Worcester Bosch | 100850 | WORCESTER 100MM TELESCOPIC HORIZ FLUE KIT | 85.35 | Standard through the wall horizontal Flue
Flue | Worcester Bosch | 100851 | WORCESTER 60/100MM 1M FLUE EXT 7716191083 | 52.66 | 1m flue extension
Flue | Worcester Bosch | 100801 | WORCESTER GREENSTAR HE II VERTICAL FLUE KIT | 120.39 | Vertical through the roof flue
Flue | Worcester Bosch | 100853 | WORCESTER 90DEG FLUE BEND | 42.79 | 90deg elbow
Flue | Worcester Bosch | 100854 | WORCESTER 45DEG FLUE BENDS (PAIR) | 78.98 | 45deg elbow
Flue | Worcester Bosch | 105157 | WORCSESTER 60/100MM LONG TELESCOPIC FLUE KIT | 100.3 | Standard through the wall Flue approx 800mm
Flue | Worcester Bosch | 100840 | WORCESTER PLUME MANAGEMENT KIT | 76.28 | Plume kit
Flue | Worcester Bosch | 100822 | WORCESTER 60/100MM TELESCP HORZ FLUE KIT (HIGHFLOW AND FS) | 92.98 | Standard through the wall Flue - Floor Standing only
Flue | Worcester Bosch | 100823 | WORCESTER 60/100MM VERTICAL FLUE KIT (HIGHFLOW AND FS) | 122.25 | Vertical through the roof flue - Floor Standing only
Flue | Worcester Bosch | 105005 | WORCESTER GREENSTAR XTRA FLUE GAS HEAT RECOVERY UNIT | 280.59 | Compatible with Greenstar i, Si Compact and CDi Compact combi boilers
NEED HELP WITH WORCESTER BOILER SELECTION? CALL THEIR TECHNICAL TEAM ON 0330 123 3366 OR VISIT https://www.worcester-bosch.co.uk/products/boilers/find-a-new-boiler
WORCESTER BOSCH ALSO HAVE A RANGE OF CONTRACT SUPPORTED LPG BOILERS - FOR MORE DETAILS AND PRICES, CONTACT THE PLUMBING & HEATING NATIONAL HUB.
Ideal Boilers - other flues and accessories are available
Gas Boiler | Ideal Boilers Ltd | 333616 | IDEAL LOGIC + COMBI C24 BOILER ONLY | 794.08 | 24kw combi boiler with 7 year warranty
Gas Boiler | Ideal Boilers Ltd | 333617 | IDEAL LOGIC + COMBI C30 BOILER ONLY | 843.18 | 30kw combi boiler with 7 year warranty
Gas Boiler | Ideal Boilers Ltd | 333618 | IDEAL LOGIC + COMBI C35 BOILER ONLY | 908.32 | 35kw combi boiler with 7 year warranty
Gas Boiler | Ideal Boilers Ltd | 114456 | IDEAL LOGIC CODE COMBI ESP1 26KW BOILER | 1025.16 | 26kw combi boiler, 2 year warranty and improved SAP and DER performance
Gas Boiler | Ideal Boilers Ltd | 114457 | IDEAL LOGIC CODE COMBI ESP1 33KW BOILER | 1126.02 | 33kw combi boiler, 2 year warranty and improved SAP and DER performance
Gas Boiler | Ideal Boilers Ltd | 114458 | IDEAL LOGIC CODE COMBI ESP1 38KW BOILER | 1288.28 | 38kw combi boiler, 2 year warranty and improved SAP and DER performance
Gas Boiler | Ideal Boilers Ltd | 334014 | IDEAL LOGIC+ SYSTEM S15 BLR ONLY PK | 825.57 | 15kw system only boiler with 7 year warranty
Gas Boiler | Ideal Boilers Ltd | 334015 | IDEAL LOGIC+ SYSTEM S18 BLR ONLY PK | 837.54 | 18kw system only boiler with 7 year warranty
Gas Boiler | Ideal Boilers Ltd | 334016 | IDEAL LOGIC+ SYSTEM S24 BLR ONLY PK | 849.48 | 24kw system only boiler with 7 year warranty
Gas Boiler | Ideal Boilers Ltd | 334017 | IDEAL LOGIC+ SYSTEM S30 BLR ONLY PK | 861.44 | 30kw system only boiler with 7 year warranty
Gas Boiler | Ideal Boilers Ltd | 334031 | IDEAL LOGIC+ HEAT H12 BLR ONLY PK | 715.5 | 12kw heat only boiler with 7 year warranty
Gas Boiler | Ideal Boilers Ltd | 334033 | IDEAL LOGIC+ HEAT H18 BLR ONLY PK | 741.8 | 18kw heat only boiler with 7 year warranty
Gas Boiler | Ideal Boilers Ltd | 334034 | IDEAL LOGIC+ HEAT H24 BLR ONLY PK | 753.74 | 24kw heat only boiler with 7 year warranty
Gas Boiler | Ideal Boilers Ltd | 334035 | IDEAL LOGIC+ HEAT H30 BLR ONLY PK | 879.3 | 30kw heat only boiler with 7 year warranty
Flue | Ideal Boilers Ltd | 123502 | IDEAL 1M FLUE EXTENSION (PACK D) | 47.3 | 1m flue extension
Flue | Ideal Boilers Ltd | 124869 | IDEAL ROOF FLUE KIT (WITH VRT CONNECTOR) | 137 | Vertical through the roof flue
Flue | Ideal Boilers Ltd | 123304 | IDEAL TELESCOPIC B PACK FLUE | 91.55 | Standard through the wall horizontal Flue telescopic
Flue | Ideal Boilers Ltd | 123305 | IDEAL HORIZONTAL FLUE TERMINAL 600MM | 76.49 | Standard through the wall horizontal Flue 600mm
Flue | Ideal Boilers Ltd | 123306 | IDEAL HORIZONTAL FLUE TERMINAL 1000MM | 118.51 | Standard through the wall horizontal Flue 1000mm
Flue | Ideal Boilers Ltd | 123504 | IDEAL 45DEG FLUE BENDS (PAIR) | 65.07 | 45deg elbow
Flue | Ideal Boilers Ltd | 123503 | IDEAL 90DEG FLUE BEND | 35.68 | 90deg elbow
Flue | Ideal Boilers Ltd | 123310 | IDEAL HIGH LEVEL FLUE OUTLET KIT (PLUME KIT) | 89.87 | Plume kit
Intergas Boilers - other flues and accessories are available
| Intergas | 102436 | INTERGAS COMBI COMPACT HRE 24/18 ERP | 590.17 | Combi, system or heat only boiler with 7+ years warranty
| Intergas | 102437 | INTERGAS COMBI COMPACT HRE 28/24 ERP | 677.73 | Combi, system or heat only boiler with 7+ years warranty
| Intergas | 102438 | INTERGAS COMBI COMPACT HRE 36/30 ERP | 763.12 | Combi, system or heat only boiler with 7+ years warranty
| Intergas | 102439 | INTERGAS COMBI COMPACT HRE 36/40 ERP | 869.6 | Combi, system or heat only boiler with 7+ years warranty
| Intergas | 101385 | INTERGAS HORZ STR TELSCP WALL TERM 520MM | 75.02 | Standard through the wall Horizontal Flue telescopic
| Intergas | 101386 | INTERGAS HORZ OFFSET WALL TERM (TELESCP) | 87.08 | Standard through the wall offset Horizontal Flue telescopic
| Intergas | 101357 | INTERGAS VERTICAL ROOF TERMINAL 60/100 | 89.27 | Vertical through the roof flue
| Intergas | 101343 | INTERGAS FITTING KIT A (REAR JIG) 24/18 | 64.93 | Fitting Kit
| Intergas | 101344 | INTERGAS FITTING KIT A (REAR JIG) 28/24 | 64.93 | Fitting Kit
| Intergas | 101345 | INTERGAS FITTING KIT A (REAR JIG) 36/30 | 64.93 | Fitting Kit (also fits the 36/40)
EHC (Electric Heating Company) Electric Boilers
Electric Boiler | EHC | 134766 | EHC MERCURY 12KW ELECTRIC COMBI BLR WHITE | 1221.42
Electric Boiler | EHC | 134767 | EHC MERCURY 15KW ELECTRIC COMBI BLR WHITE | 1221.41
Electric Boiler | EHC | 134768 | EHC MERCURY 19KW ELECTRIC COMBI BLR WHITE | 1498.94
Electric Boiler | EHC | 134769 | EHC MERCURY 26KW ELECTRIC COMBI BLR WHITE | 1498.94
Electric Boiler | EHC | 114763 | EHC COMET 6KW ELECTRIC BOILER | 939.75
Electric Boiler | EHC | 114764 | EHC COMET 9KW ELECTRIC BOILER | 981.85
Electric Boiler | EHC | 114765 | EHC COMET 12KW ELECTRIC BOILER | 981.85
Electric Boiler | EHC | 114766 | EHC COMET 14.4KW ELECTRIC BOILER | 1025.71
Electric Boiler | EHC | 114790 | COMET PV 2/4/6/8KW SMART ELECTRIC BOILER | 1014.08 | New range
Electric Boiler | EHC | 114791 | COMET PV 7/9/12/14.4KW SMART ELECTRIC BOILER | 1059.23 | New range
Electric Boiler | EHC | 114792 | COMET PV 12/16/20/24KW SMART ELECTRIC BOILER | 1475.28 | New range
Electric Boiler | EHC | 114794 | C.MI2 INTERNET SMART MODULE | 187.28 | New range - internet module accessory
Electric Boiler | EHC | 114768 | EHC SLIM JIM 4KW ELECTRIC FLOW BOILER | 595.45 | New range - Electric boiler and cylinder package
Electric Boiler | EHC | 114769 | EHC SLIM JIM 7KW ELECTRIC FLOW BOILER | 612.45 | New range - Electric boiler and cylinder package
Electric Boiler | EHC | 114770 | EHC SLIM JIM 10KW ELECTRIC FLOW BOILER | 628.36 | New range - Electric boiler and cylinder package
Electric Boiler | EHC | 114771 | EHC SLIM JIM 12KW ELECTRIC FLOW BOILER | 663.39 | New range - Electric boiler and cylinder package
Electric Boiler | EHC | 114772 | EHC SLIM JIM 14.4KW ELECTRIC FLOW BOILER | 698.38 | New range - Electric boiler and cylinder package
Electric Boiler | EHC | 134473 | COMET PV 8KW/120L ELECTRIC BLR DIR CYL | 1433.4 | New range - Electric boiler and cylinder package
Electric Boiler | EHC | 134474 | COMET PV 8KW/150L ELECTRIC BLR DIR CYL | 1470.34 | New range - Electric boiler and cylinder package
Electric Boiler | EHC | 134475 | COMET PV 8KW/180L ELECTRIC BLR DIR CYL | 1499.88 | New range - Electric boiler and cylinder package
Electric Boiler | EHC | 134476 | COMET PV 14.4KW/120L ELEC BLR DIR CYL | 1450.44 | New range - Electric boiler and cylinder package
Electric Boiler | EHC | 134477 | COMET PV 14.4KW/150L ELECBLR DIR CYL | 1487.38 | New range - Electric boiler and cylinder package
Electric Boiler | EHC | 134478 | COMET PV 14.4KW/180L ELEC BLR DIR CYL | 1516.93 | New range - Electric boiler and cylinder package
Electric Boiler | EHC | 134479 | COMET PV 14.4KW/210L ELEC BLR DIR CYL | 1546.46 | New range - Electric boiler and cylinder package
Electric Boiler | EHC | 134480 | COMET PV 14.4KW/250L ELEC BLR DIR CYL | 1663.41 | New range - Electric boiler and cylinder package
Electric Boiler | EHC | 134481 | COMET PV 8KW/120L ELECTRIC BLR INDIR CYL | 1619.39 | New range - Electric boiler and cylinder package
Electric Boiler | EHC | 134482 | COMET PV 8KW/150L ELECTRIC BLR INDIR CYL | 1649.06 | New range - Electric boiler and cylinder package
Electric Boiler | EHC | 134483 | COMET PV 8KW/180L ELECTRIC BLR INDIR CYL | 1693.53 | New range - Electric boiler and cylinder package
Electric Boiler | EHC | 134484 | COMET PV 14.4KW/120L ELEC BLR INDIR CYL | 1636.44 | New range - Electric boiler and cylinder package
Electric Boiler | EHC | 134485 | COMET PV 14.4KW/150L ELEC BLR INDIR CYL | 1666.11 | New range - Electric boiler and cylinder package
Electric Boiler | EHC | 134486 | COMET PV 14.4KW/180L ELEC BLR INDIR CYL | 1708.92 | New range - Electric boiler and cylinder package
Electric Boiler | EHC | 134487 | COMET PV 14.4KW/210L ELEC BLR INDIR CYL | 1755.05 | New range - Electric boiler and cylinder package
Electric Boiler | EHC | 134488 | COMET PV 14.4KW/250L ELEC BLR INDIR CYL | 1820.37 | New range - Electric boiler and cylinder package
Electric Boiler | EHC | 134489 | COMET PV 8KW/150L ELEC BLR INDIR PP CYL | 1857.31 | New range - Electric boiler and cylinder package
Electric Boiler | EHC | 134490 | COMET PV 8KW/180L ELEC BLR INDIR PP CYL | 1888.98 | New range - Electric boiler and cylinder package
Electric Boiler | EHC | 134491 | COMET PV 14.4KW/150L ELEC BLR IND PP CYL | 1874.38 | New range - Electric boiler and cylinder package
Electric Boiler | EHC | 134492 | COMET PV 14.4KW/180L ELEC BLR IND PP CYL | 1906.01 | New range - Electric boiler and cylinder package
Electric Boiler | EHC | 134493 | COMET PV 14.4KW/210L ELEC BLR IND PP CYL | 2041.95 | New range - Electric boiler and cylinder package
Electric Boiler | EHC | 134494 | COMET PV 14.4KW/250L ELEC BLR IND PP CYL | 2041.95 | New range - Electric boiler and cylinder package
Electric Boiler | EHC | 134432 | COMET 9KW/150L ELECTRIC BOILER INDIRECT CYLINDER | 1796.01 | Electric boiler and cylinder package
Electric Boiler | EHC | 134435 | COMET 12KW/180L ELECTRIC BOILER INDIRECT CYLINDER | 1799.26 | Electric boiler and cylinder package
Electric Boiler | EHC | 134428 | COMET 12KW/210L ELECTRIC BOILER DIRECT CYLINDER | 1656.49 | Electric boiler and cylinder package
Heatrae Sadia Electric Boilers
Electric Boiler | Heatrae Sadia | 134114 | HEATRAE AMPTEC U1201 12KW UFH ELECTRIC BOILER | 921.29 | For use with underfloor heating
Electric Boiler | Heatrae Sadia | 134110 | HEATRAE AMPTEC U401 4KW UFH ELECTRIC BOILER | 527.62 | For use with underfloor heating
Electric Boiler | Heatrae Sadia | 134111 | HEATRAE AMPTEC U601 6KW UFH ELECTRIC BOILER | 527.62 | For use with underfloor heating
Electric Boiler | Heatrae Sadia | 134112 | HEATRAE AMPTEC U901 9KW UFH ELECTRIC BOILER | 735.13 | For use with underfloor heating
Electric Boiler | Heatrae Sadia | 134104 | HEATRAE AMPTEC 11KW ELECTRIC BOILER | 916.82 | For use with radiators
Electric Boiler | Heatrae Sadia | 134103 | HEATRAE AMPTEC 12KW ELECTRIC BOILER | 938.74 | For use with radiators
Electric Boiler | Heatrae Sadia | 134100 | HEATRAE AMPTEC 4KW ELECTRIC BOILER | 546.18 | For use with radiators
Electric Boiler | Heatrae Sadia | 134101 | HEATRAE AMPTEC 6KW ELECTRIC BOILER | 546.18 | For use with radiators
Electric Boiler | Heatrae Sadia | 134102 | HEATRAE AMPTEC 9KW ELECTRIC BOILER | 775.42 | For use with radiators
Electric Boiler | Heatrae Sadia | 134180 | HEATRAE ELECTROMAX 6KW BOILER EUP | 1936.18 | Combined electric boiler and unvented cylinder
Electric Boiler | Heatrae Sadia | 134181 | HEATRAE ELECTROMAX 9KW RADIATOR EUP | 1936.18 | Combined electric boiler and unvented cylinder
LNPG Boiler Warranties
| Manufacturer | Model | Warranty | Comments - registration of warranty is required for all the below
| Worcester | Greenstar 2000 Range | 7 years parts & labour | 7 years is maximum warranty - a filter must be installed
| Worcester | Greenstar 4000, Si, CDI, Ri Range | 7 years parts & labour | +1 year with Worcester system filter = 8 years
| Worcester | Greenstar 8000 Range | 8 years parts & labour | +2 years with Worcester system filter = 10 years
| Baxi | Assure | 5 years parts & labour | 5 year claim form available on LNPG website and must be filled out (standard warranty only 2 years)
| Ideal | Logic+ | 7 years parts & labour | Warranty as standard
| Intergas | HRE | 7 years parts & labour | +2 years with Intergas filter = 9 years
| Alpha | E-Tec | 7 years parts & labour | Warranty as standard
| Alpha | E-Tec Plus | 10 years parts & labour | Warranty as standard
| Heatrae Sadia | Amptec, Electromax | 2 years parts & labour | Warranty as standard
| EHC | Boilers | 5 years parts & 2 years labour | Warranty as standard
| EHC | Cylinders | 25 years cylinder & 2 years parts | Warranty as standard

## Renewables & Energy Efficiency
Category | Supplier Name | Product Code | Description | LNPG Price | Comment
Panasonic Air Source Heat Pumps
ASHP | Panasonic | T21876 | PAN 5KW R32 AQUAREA MONO J-GEN 1PH ASHP | 2180.73 | WH-MDC05J3E5
ASHP | Panasonic | T21877 | PAN 7KW R32 AQUAREA MONO J-GEN 1PH ASHP | 2578.74 | WH-MDC07J3E5
ASHP | Panasonic | T21878 | PAN 9KW R32 AQUAREA MONO J-GEN 1PH ASHP | 2845.99 | WH-MDC09J3E5
ASHP | Panasonic | T21879 | PAN 12KW R410A AQUAREA MONO H-GEN ASHP | 3664.41 | WH-MDC12H6E5
ASHP | Panasonic | T21880 | PAN 16KW R410A AQUAREA MONO H-GEN ASHP | 4267.55 | WH-MDC16H6E5
ASHP | Panasonic | T21881 | PAN 9KW R32 AQUAREA TCAP MONO J GEN ASHP | 3150.83 | WH-MXC09J3E5
ASHP | Panasonic | T21882 | PAN 12KW R32 AQUAREA TCAP MONO JGEN ASHP | 3940.33 | WH-MXC12J6E5
ASHP | Panasonic | T21883 | PAN 16KW R32 AQUAREA TCAP MONO JGEN ASHP | 5770.01 | MXC16J9E8
ASHP | Panasonic | T21884 | PANASONIC 200L STAINLESS STEEL DHW TANK | 907.98 | KIT-G3TD20C1E5
ASHP | Panasonic | T21885 | PANASONIC 300L STAINLESS STEEL DHW TANK | 1142.73 | KIT-G3TD30C1E5
ASHP | Panasonic | T21886 | PAN 200L DUO PP DHW TANK W BUFFER TANK | 2073.83 | PAW-TD20B7PP-UK
ASHP | Panasonic | T21887 | PAN 300L DUO PP DHW TANK W BUFFER TANK | 2364.2 | PAW-TD30B7PP-UK
ASHP | Panasonic | T21888 | PANASONIC 50L BUFFER TANK | 293.29 | PAW-BTANK50L-2
ASHP | Panasonic | T21889 | PANASONIC 3-WAY VALVE FOR DHW TANKS. | 135.39 | PAW-3WYVLV-HW
ASHP | Panasonic | T21890 | PANASONIC CZ-NS4P PCB - J & H GEN MODELS | 133.86 | CZ-NS4P
ASHP | Panasonic | T21891 | PANASONIC AQUAREA SMART CLOUD | 148.39 | CZ-TAW1
ASHP | Panasonic | T21892 | PANASONIC 10M EXTENSION CABLE 4 CZ-TAW1 | 39.78 | CZ-TAW1-CBL
ASHP | Panasonic | T21893 | PANASONIC TEMP SENSR KIT 4 3RD PRTY TANK | 61.2 | CZ-TK1
ASHP | Panasonic | T21894 | PANASONIC TANK SENSOR W 6M CABLE LENGTH | 30.59 | PAW-TS1
ASHP | Panasonic | T21895 | PANASONIC TANK SENSOR W 20M CABLE LENGTH | 35.19 | PAW-TS2
ASHP | Panasonic | T21896 | PANASONIC ZONE ROOM SENSOR | 35.19 | PAW-A2W-TSRT
ASHP | Panasonic | T21897 | PANASONIC ZONE WATER SENSOR | 35.19 | PAW-A2W-TSHC
ASHP | Panasonic | T21898 | PANASONIC OUTDOOR BASE GROUND SUPPORT | 106.3 | PAW-GRDBSE20
ASHP | Panasonic | T21899 | PANASONIC PAW-A2W-AFVL ANTIFREEZE VALV | 89.48 | PAW-A2W-AFVLV
ASHP | Panasonic | T21934 | PAN AQUAREA 5KW ALL-IN-1 ASHP L GEN OUT | 2205.29 | WH-WDG05LE5
ASHP | Panasonic | T21936 | PAN AQUAREA 7KW L GEN ASHP R290 OUT/UNIT | 2294.14 | WH-WDG07LE5
ASHP | Panasonic | T21941 | PAN WIRED LCD ROOM STAT WEEKLY TIMER | 137.67 | PAW-A2W-RTWIRED
ASHP | Panasonic | T21942 | PAN WIRELESS LCD ROOM STAT WEEKLY TIMER | 84.13 | PAW-A2W-RTWIRELESS
ASHP | Panasonic | T21933 | PAN AQUAREA ALL-IN-1 ASHP L GEN INDOOR | 3172.49 | WH-ADC0509L3E5UK
ASHP | Panasonic | T21935 | PAN HYDRAULIC ACCESSORIES PAW-G3KIT-1 | 110.91 | PAW-G3KIT-1
ASHP | Panasonic | T21937 | PAN AQUAREA 9KW L GEN ASHP R290 OUT/UNIT | 2500 | WH-WDG09LE5
ASHP | Panasonic | T21938 | PAN AQUAREA BI-BLOCK LGEN ASHP IND/UNIT | 913.76 | WH-SDC0509L3E5
ASHP | Panasonic | T21951 | PAN AQUAREA 5KW ALL IN ONE L IN+OUT PACK | 5482.52 | T21951 PK
ASHP | Panasonic | T21953 | PAN AQUAREA 9KW ALL IN ONE L IN+OUT PACK | 5777.23 | T21953 PK
ASHP | Panasonic | T21954 | PAN AQUAREA 5KW BI-BLOCK LGEN IN+OUT PK | 3119.04 | T21954 PK
ASHP | Panasonic | T21955 | PAN AQUAREA 7KW BI-BLOCK LGEN IN+OUT PK | 3207.89 | T21955 PK
ASHP | Panasonic | T21956 | PAN AQUAREA 9KW BI-BLOCK LGEN IN+OUT PK | 3413.75 | T21956 PK
Mitsubishi Air Source Heat Pumps - Full range available to LNPG, most popular units priced below
ASHP | Mitsubishi | 605851 | ECODAN 5KW ASHP MONOBLOC UNIT | 1608.64 | 5KW ASHP
ASHP | Mitsubishi | 605852 | ECODAN 8.5KW ASHP MONOBLOC UNIT | 2392.78 | 8.5KW ASHP
Full range of Mitsubishi available with LNPG discounts, ask for further details or visit https://les.mitsubishielectric.co.uk/homeowners
Alpha E-Tec Hybrid Packaged Boiler & Heat Pump System
Gas Boiler & ASHP | Alpha | 191227 | ALPHA E-TEC HYBRID PACKAGED HEAT PUMP & BOILER SOLUTION | 3158.59 | Combined Heat Pump and Combi Boiler Solution
ProLite Heat Pump Cylinders - compatible with ASHP systems
ASHP | UK Cylinders | 175022 | PROLITE HEATPUMP UNVENTED 120L CYL | 675.12 | 25 year cylinder and 2 years parts warranty
ASHP | UK Cylinders | 175023 | PROLITE HEATPUMP UNVENTED 150L CYL | 702.05 | 25 year cylinder and 2 years parts warranty
ASHP | UK Cylinders | 175024 | PROLITE HEATPUMP UNVENTED 170L CYL | 766.27 | 25 year cylinder and 2 years parts warranty
ASHP | UK Cylinders | 175025 | PROLITE HEATPUMP UNVENTED 200L CYL | 808.11 | 25 year cylinder and 2 years parts warranty
ASHP | UK Cylinders | 175026 | PROLITE HEATPUMP UNVENTED 250L CYL | 835.89 | 25 year cylinder and 2 years parts warranty
ASHP | UK Cylinders | 175027 | PROLITE HEATPUMP UNVENTED 300L CYL | 869.09 | 25 year cylinder and 2 years parts warranty
ASHP | UK Cylinders | 175028 | PROLITE HEATPUMP SLIMLINE UNV 150L CYL | 807.86 | 25 year cylinder and 2 years parts warranty
ASHP | UK Cylinders | 175029 | PROLITE HEATPUMP SLIMLINE UNV 170L CYL | 869.72 | 25 year cylinder and 2 years parts warranty
OSO Delta Coil Cylinders - An award winning hot water cylinder, recognised as the most efficient available
Unvented Cylinder | OSO | 415090 | OSO DELTA DGC200 A RATED HEATPUMP CYL | 1165.89 | Erp “A” rated heat pump cylinder
Unvented Cylinder | OSO | 415092 | OSO DELTA DGC300 A RATED HEATPUMP CYL | 1402.33 | Erp “A” rated heat pump cylinder
| OSO | 415094 | OSO DELTA POWERCYL DCF300 A RATED 28 CYL | 1683.2 | ErP “A” rating and the most efficient cylinder on the market
Unvented Cylinder | OSO | 415084 | OSO DELTA COIL DC210 INDIRECT CYLINDER | 1021.68 | ErP “A” rating and the most efficient cylinder on the market
Worcester Xtra Flue Gas Recovery Unit - for use on gas boilers
Flue Gas Recovery | Worcester Bosch | 105005 | WORCESTER GREENSTAR XTRA FLUE GAS HEAT RECOVERY UNIT | 280.59 | Helps in achieving SAP target emission rates. Compatible with the latest range of Greenstar i, Si and CDi compact boilers
Ideal Boilers Logic Code Combi's ESP1 Range - Achieves optimum SAP and DER ratings for standard combination boiler usage
Gas Boiler | Ideal Boilers Ltd | 114456 | IDEAL LOGIC CODE COMBI ESP1 26KW BOILER | 1025.16 | 26kw combi boiler, 2 year warranty and improved SAP and DER performance
Gas Boiler | Ideal Boilers Ltd | 114457 | IDEAL LOGIC CODE COMBI ESP1 33KW BOILER | 1126.02 | 33kw combi boiler, 2 year warranty and improved SAP and DER performance
Gas Boiler | Ideal Boilers Ltd | 114458 | IDEAL LOGIC CODE COMBI ESP1 38KW BOILER | 1288.28 | 38kw combi boiler, 2 year warranty and improved SAP and DER performance

## CenterRad & Nabis Radiators
CenterRad Compact |  | Price | Image
Radiator Types (HxL) |  |  | The BTU output of each radiator is listed at the and of each product description
SC = K1, TYPE 11 OR SINGLE PANEL SINGLE CONVECTOR
DX = P+, TYPE 21 OR DOUBLE PANEL SINGLE CONVECTOR
DC = K2, TYPE 22 OR DOUBLE PANEL DOUBLE CONVECTOR
706887 | * CENTER 30DC80 2624BTU | 36.11
706922 | * CENTER 30DC120 3934BTU | 47.8
706911 | * CENTER 30DC160 5248BTU | 60.55
706898 | * CENTER 30DC200 6558BTU | 73.57
706876 | * CENTER 30DX80 2078BTU | 32.16
706883 | * CENTER 30DX120 3115BTU | 43.13
706879 | * CENTER 30DX160 4156BTU | 54.74
706914 | * CENTER 30SC40 744BTU | 16.5
706878 | * CENTER 30SC120 2235BTU | 38
706888 | * CENTER 45DC40 1839BTU | 32.61
706901 | * CENTER 45DC50 230BTU | 37.17
706917 | * CENTER 45DC60 2757BTU | 41.68
706902 | * CENTER 45DC70 3218BTU | 45.74
706935 | * CENTER 45DC80 3678BTU | 50.71
706928 | * CENTER 45DC90 4135BTU | 54.75
706952 | * CENTER 45DC100 4596BTU | 60.11
706933 | * CENTER 45DC110 5057BTU | 65.06
706961 | * CENTER 45DC120 5514BTU | 70.17
706960 | * CENTER 45DC140 6435BTU | 79.34
706953 | * CENTER 45DC160 7353BTU | 90.11
706926 | * CENTER 45DC180 8274BTU | 101.22
706919 | * CENTER 45DC200 9192BTU | 110.7
706909 | * CENTER 45DX80 2893BTU | 44.96
706894 | * CENTER 45DX90 3255BTU | 48.96
706930 | * CENTER 45DX100 3617BTU | 53.38
706904 | * CENTER 45DX110 3978BTU | 58.48
706942 | * CENTER 45DX120 4340BTU | 62.35
706936 | * CENTER 45DX140 5063BTU | 70.43
706913 | * CENTER 45DX160 5787BTU | 80.07
706895 | * CENTER 45DX180 6510BTU | 89.76
706967 | * CENTER 45SC40 1078BTU | 22.5
706955 | * CENTER 45SC50 1348BTU | 28.47
706944 | * CENTER 45SC60 1617BTU | 31.28
706916 | * CENTER 45SC70 1887BTU | 34.05
706934 | * CENTER 45SC80 2156BTU | 37.01
706923 | * CENTER 45SC90 2426BTU | 39.57
706937 | * CENTER 45SC100 2695BTU | 42.55
706918 | * CENTER 45SC110 2965BTU | 45.83
706943 | * CENTER 45SC120 3235BTU | 48.96
706939 | * CENTER 45SC140 3774BTU | 55.19
706925 | * CENTER 45SC160 4313BTU | 61.8
706899 | * CENTER 45SC180 4852BTU | 68.53
706889 | * CENTER 45SC200 5391BTU | 74.73
706959 | * CENTER 60DC40 2334BTU | 36.03
706966 | * CENTER 60DC50 2917BTU | 41.11
706986 | * CENTER 60DC60 3497BTU | 40
706968 | * CENTER 60DC70 4081BTU | 50.46
706985 | * CENTER 60DC80 4664BTU | 55.83
706973 | * CENTER 60DC90 5248BTU | 60.25
706989 | * CENTER 60DC100 5831BTU | 60
706969 | * CENTER 60DC110 6415BTU | 70.1
706990 | * CENTER 60DC120 6998BTU | 67
706981 | * CENTER 60DC140 8165BTU | 86.28
706971 | * CENTER 60DC160 9328BTU | 97.54
706948 | * CENTER 60DC180 10495BTU | 109.33
706927 | * CENTER 60DC200 11662BTU | 119.49
706947 | * CENTER 60DX40 1829BTU | 32.16
706962 | * CENTER 60DX50 2286BTU | 32
706978 | * CENTER 60DX60 2743BTU | 40.44
706958 | * CENTER 60DX70 3200BTU | 44.61
706977 | * CENTER 60DX80 3658BTU | 48.58
706965 | * CENTER 60DX90 4115BTU | 52.72
706980 | * CENTER 60DX100 4572BTU | 50.5
706963 | * CENTER 60DX110 5029BTU | 63.06
706979 | * CENTER 60DX120 5486BTU | 67.23
706970 | * CENTER 60DX140 6401BTU | 75.57
706954 | * CENTER 60DX160 7315BTU | 85.81
706915 | * CENTER 60DX180 8230BTU | 96.08
706881 | * CENTER 60DX200 9144BTU | 105.29
706982 | * CENTER 60SC40 1389BTU | 26.5
706987 | * CENTER 60SC50 1737BTU | 30
706991 | * CENTER 60SC60 2085BTU | 33.5
706972 | * CENTER 60SC70 2433BTU | 39.5
706988 | * CENTER 60SC80 2777BTU | 43.5
706976 | * CENTER 60SC90 3125BTU | 46.5
706983 | * CENTER 60SC100 3473BTU | 47.5
706974 | * CENTER 60SC110 3821BTU | 58.04
706984 | * CENTER 60SC120 4169BTU | 54
706975 | * CENTER 60SC140 4862BTU | 70.81
706964 | * CENTER 60SC160 5558BTU | 79.18
706946 | * CENTER 60SC180 6251BTU | 88.26
706907 | * CENTER 60SC200 6947BTU | 96.83
706931 | * CENTER 75DC30 2105BTU | 39.63
706941 | * CENTER 75DC40 2805BTU | 49.31
706951 | * CENTER 75DC50 3508BTU | 53.1
706957 | * CENTER 75DC60 4207BTU | 59.87
706938 | * CENTER 75DC70 4910BTU | 72.93
706940 | * CENTER 75DC80 5609BTU | 83.87
706921 | * CENTER 75DC90 6312BTU | 94.09
706932 | * CENTER 75DC100 7012BTU | 101.45
706906 | * CENTER 75DC110 7715BTU | 112.27
706929 | * CENTER 75DC120 8414BTU | 118.91
706912 | * CENTER 75DC140 9816BTU | 139.31
706897 | * CENTER 75DC160 11219BTU | 157.74
706903 | * CENTER 75DX40 2191BTU | 45.5
706910 | * CENTER 75DX50 2740BTU | 55.23
706908 | * CENTER 75DX60 3289BTU | 61.68
706892 | * CENTER 75DX70 3835BTU | 68.2
706891 | * CENTER 75DX80 4384BTU | 78.09
706886 | * CENTER 75DX90 4930BTU | 87.34
706885 | * CENTER 75DX100 5480BTU | 94.09
706880 | * CENTER 75DX110 6029BTU | 102.34
706884 | * CENTER 75DX120 6575BTU | 109.22
706877 | * CENTER 75DX140 7670BTU | 128.72
706875 | * CENTER 75DX160 8769BTU | 145.57
706949 | * CENTER 75SC30 1259BTU | 26.75
706945 | * CENTER 75SC40 1679BTU | 32.45
706956 | * CENTER 75SC50 2098BTU | 38.17
706950 | * CENTER 75SC60 2518BTU | 42.1
706920 | * CENTER 75SC70 2938BTU | 46.11
706924 | * CENTER 75SC80 3357BTU | 51.96
706905 | * CENTER 75SC90 3777BTU | 57.82
706890 | * CENTER 75SC100 4197BTU | 62.15
706900 | * CENTER 75SC110 4616BTU | 67.35
706896 | * CENTER 75SC120 5036BTU | 73.14
706893 | * CENTER 75SC140 5875BTU | 85.53
706882 | * CENTER 75SC160 6715BTU | 94.23
CenterRad Plan |  | Price | Image
239778 | * CRAD PLAN 450 SG 400MM / 877B | 74.41
239779 | * CRAD PLAN 450 SG 600MM / 1339B | 86.8
239780 | * CRAD PLAN 450 SG 800MM / 1799B | 114.36
239781 | * CRAD PLAN 450 SG 1000MM / 2259B | 143.25
239782 | * CRAD PLAN 450 SG 1200MM / 2719B | 172.22
239783 | * CRAD PLAN 450 SG 1400MM / 3179B | 199.77
239784 | * CRAD PLAN 450 SG 1600MM / 3641B | 228.63
239785 | * CRAD PLAN 450 SG 1800MM / 4101B | 279.62
239786 | * CRAD PLAN 600 SG 400MM / 1109B | 81.3
239787 | * CRAD PLAN 600 SG 500MM / 1402B | 89.54
239788 | * CRAD PLAN 600 SG 600MM / 1694B | 93.69
239789 | * CRAD PLAN 600 SG 700MM / 1983B | 108.84
239790 | * CRAD PLAN 600 SG 800MM / 2276B | 125.37
239791 | * CRAD PLAN 600 SG 900MM / 2565B | 140.54
239792 | * CRAD PLAN 600 SG 1000MM / 2857B | 155.66
239793 | * CRAD PLAN 600 SG 1200MM / 3439B | 187.3
239794 | * CRAD PLAN 600 SG 1400MM / 4021B | 219.01
239795 | * CRAD PLAN 600 SG 1600MM / 4606B | 249.33
239796 | * CRAD PLAN 600 SG 1800MM / 5188B | 304.39
239797 | * CRAD PLAN 600 SG 2000MM / 5769B | 312.69
239798 | * CRAD PLAN 700 SG 400MM / 1253B | 92.34
239799 | * CRAD PLAN 700 SG 600MM / 1914B | 114.36
239800 | * CRAD PLAN 700 SG 800MM / 2571B | 154.27
239801 | * CRAD PLAN 700 SG 1000MM / 3228B | 194.2
239802 | * CRAD PLAN 700 SG 1200MM / 3886B | 232.82
239803 | * CRAD PLAN 300 DG 800MM / 2503B | 173.54
239804 | * CRAD PLAN 300 DG 1200MM / 3783B | 222.73
239806 | * CRAD PLAN 450 DG 400MM / 1660B | 117.1
239807 | * CRAD PLAN 450 DG 600MM / 2535B | 150.16
239808 | * CRAD PLAN 450 DG 800MM / 3405B | 173.54
239809 | * CRAD PLAN 450 DG 1000MM / 4276B | 199.77
239810 | * CRAD PLAN 450 DG 1200MM / 5147B | 239.68
239811 | * CRAD PLAN 450 DG 1400MM / 6017B | 309.92
239812 | * CRAD PLAN 450 DG 1600MM / 6892B | 353.99
239813 | * CRAD PLAN 450 DG 1800MM / 7763B | 398.08
239814 | * CRAD PLAN 600 DG 400MM / 2082B | 128.1
239815 | * CRAD PLAN 600 DG 500MM / 2631B | 145.99
239816 | * CRAD PLAN 600 DG 600MM / 3180B | 163.93
239817 | * CRAD PLAN 600 DG 700MM / 3723B | 176.28
239818 | * CRAD PLAN 600 DG 800MM / 4272B | 190.09
239819 | * CRAD PLAN 600 DG 900MM / 4816B | 203.85
239820 | * CRAD PLAN 600 DG 1000MM / 5365B | 219.01
239821 | * CRAD PLAN 600 DG 1200MM / 6457B | 261.7
239822 | * CRAD PLAN 600 DG 1400MM / 7549B | 328.93
239823 | * CRAD PLAN 600 DG 1600MM / 8647B | 375.87
239824 | * CRAD PLAN 600 DG 1800MM / 9739B | 422.86
239825 | * CRAD PLAN 600 DG 2000MM / 10831B | 647.09
239826 | * CRAD PLAN 700 DG 400MM / 2361B | 144.65
239827 | * CRAD PLAN 700 DG 600MM / 3605B | 199.77
239828 | * CRAD PLAN 700 DG 800MM / 4844B | 267.22
239829 | * CRAD PLAN 700 DG 1000MM / 6082B | 336.1
239830 | * CRAD PLAN 700 DG 1200MM / 7321B | 403.54
CenterRad Deco |  | Price | Image
241045 | * CRAD DECO 300 SG 800MM / 1279B | 54.88
241046 | * CRAD DECO 300 SG 1200MM / 1933B | 90.34
241047 | * CRAD DECO 300 SG 1600MM / 2588B | 126.07
241048 | * CRAD DECO 450 SG 400MM / 877B | 51.74
241049 | * CRAD DECO 450 SG 600MM / 1339B | 61
241050 | * CRAD DECO 450 SG 800MM / 1799B | 80.89
241051 | * CRAD DECO 450 SG 1000MM / 2259B | 100.77
241052 | * CRAD DECO 450 SG 1200MM / 2719B | 120.61
241053 | * CRAD DECO 450 SG 1400MM / 3179B | 140.53
241054 | * CRAD DECO 450 SG 1600MM / 3641B | 160.42
241055 | * CRAD DECO 450 SG 1800MM / 4101B | 196.22
241056 | * CRAD DECO 600 SG 400MM / 1109B | 56.99
241057 | * CRAD DECO 600 SG 500MM / 1402B | 63.64
241058 | * CRAD DECO 600 SG 600MM / 1694B | 68.94
241059 | * CRAD DECO 600 SG 700MM / 1983B | 76.91
241060 | * CRAD DECO 600 SG 800MM / 2276B | 87.49
241061 | * CRAD DECO 600 SG 900MM / 2565B | 98.12
241062 | * CRAD DECO 600 SG 1000MM / 2857B | 110.05
241063 | * CRAD DECO 600 SG 1200MM / 3439B | 131.29
241064 | * CRAD DECO 600 SG 1400MM / 4021B | 152.45
241065 | * CRAD DECO 600 SG 1600MM / 4606B | 175.01
241066 | * CRAD DECO 600 SG 1800MM / 5188B | 213.48
241067 | * CRAD DECO 600 SG 2000MM / 5769B | 218.78
241068 | * CRAD DECO 700 SG 400MM / 1253B | 64.98
241069 | * CRAD DECO 700 SG 600MM / 1914B | 80.89
241070 | * CRAD DECO 700 SG 800MM / 2571B | 108.72
241071 | * CRAD DECO 700 SG 1000MM / 3228B | 136.54
241072 | * CRAD DECO 700 SG 1200MM / 3886B | 164.42
241073 | * CRAD DECO 300 DG 800MM / 2503B | 81.53
241074 | * CRAD DECO 300 DG 1200MM / 3783B | 140.16
241075 | * CRAD DECO 300 DG 1600MM / 5066B | 219.78
241076 | * CRAD DECO 450 DG 400MM / 1660B | 82.2
241077 | * CRAD DECO 450 DG 600MM / 2535B | 106.08
241078 | * CRAD DECO 450 DG 800MM / 3405B | 121.99
241079 | * CRAD DECO 450 DG 1000MM / 4276B | 140.53
241080 | * CRAD DECO 450 DG 1200MM / 5147B | 168.38
241081 | * CRAD DECO 450 DG 1400MM / 6017B | 216.07
241082 | * CRAD DECO 450 DG 1600MM / 6892B | 247.87
241083 | * CRAD DECO 450 DG 1800MM / 7763B | 278.38
241084 | * CRAD DECO 600 DG 400MM / 2082B | 90.19
241085 | * CRAD DECO 600 DG 500MM / 2631B | 102.13
241086 | * CRAD DECO 600 DG 600MM / 3180B | 115.37
241087 | * CRAD DECO 600 DG 700MM / 3723B | 124.62
241088 | * CRAD DECO 600 DG 800MM / 4272B | 132.61
241089 | * CRAD DECO 600 DG 900MM / 4816B | 143.16
241090 | * CRAD DECO 600 DG 1000MM / 5365B | 153.8
241091 | * CRAD DECO 600 DG 1200MM / 6457B | 184.24
241092 | * CRAD DECO 600 DG 1400MM / 7549B | 235.97
241093 | * CRAD DECO 600 DG 1600MM / 8647B | 270.44
241094 | * CRAD DECO 600 DG 1800MM / 9739B | 303.61
241095 | * CRAD DECO 600 DG 2000MM / 10831B | 464
241096 | * CRAD DECO 700 DG 400MM / 2361B | 102.13
241097 | * CRAD DECO 700 DG 600MM / 3605B | 140.53
241098 | * CRAD DECO 700 DG 800MM / 4844B | 188.22
241099 | * CRAD DECO 700 DG 1000MM / 6082B | 235.97
241100 | * CRAD DECO 700 DG 1200MM / 7321B | 283.68
CenterRad Sreyt |  | Price | Image
610122 | * CRAD STREYT SP WHT 1800 X 288 2133BTU | 139.92
610126 | * CRAD STREYT SP ANT 1800 X 288 2133BTU | 157.41
610123 | * CRAD STREYT SP WHT 1800 X 433 3091BTU | 162.64
610127 | * CRAD STREYT SP ANT 1800 X 433 3091BTU | 185.71
610124 | * CRAD STREYT SP WHT 1800 X 505 3555BTU | 174.89
610128 | * CRAD STREYT SP ANT 1800 X 505 3555BTU | 194.53
610125 | * CRAD STREYT SP WHT 1800 X 578 4019BTU | 188.9
610129 | * CRAD STREYT SP ANT 1800 X 578 4019BTU | 209.88
610130 | * CRAD STREYT DP WHT 1800 X 288 3286BTU | 166.89
610134 | * CRAD STREYT DP ANT 1800 X 288 3286BTU | 194.15
610131 | * CRAD STREYT DP WHT 1800 X 433 4756BTU | 218.64
610135 | * CRAD STREYT DP ANT 1800 X 433 4756BTU | 237.77
610132 | * CRAD STREYT DP WHT 1800 X 505 5469BTU | 236.14
610136 | * CRAD STREYT DP ANT 1800 X 505 5469BTU | 262.35
610133 | * CRAD STREYT DP WHT 1800 X 578 6179BTU | 262.35
610137 | * CRAD STREYT DP ANT 1800 X 578 6179BTU | 286.36
CenterRad Column |  | Price | Image
230904 | * CRAD 2 COLUMN HOR - 450 X 600 | 135.32
230905 | * CRAD 2 COLUMN HOR - 450 X 800 | 175.91
230906 | * CRAD 2 COLUMN HOR - 450 X 1000 | 216.51
230907 | * CRAD 2 COLUMN HOR - 450 X 1200 | 257.1
230908 | * CRAD 2 COLUMN HOR - 600 X 600 | 148.85
230909 | * CRAD 2 COLUMN HOR - 600 X 800 | 189.41
230910 | * CRAD 2 COLUMN HOR - 600 X 1000 | 230.04
230911 | * CRAD 2 COLUMN HOR - 600 X 1200 | 270.62
230912 | * CRAD 2 COLUMN HOR - 600 X 1400 | 311.2
230913 | * CRAD 2 COLUMN VER - 2000 X 300 | 189.41
230914 | * CRAD 2 COLUMN VER - 2000 X 400 | 216.51
230915 | * CRAD 2 COLUMN VER - 2000 X 500 | 243.57
230916 | * CRAD 3 COLUMN HOR - 300 X 800 | 175.91
230917 | * CRAD 3 COLUMN HOR - 300 X 1000 | 223.28
230918 | * CRAD 3 COLUMN HOR - 450 X 600 | 148.85
230919 | * CRAD 3 COLUMN HOR - 450 X 800 | 189.41
230920 | * CRAD 3 COLUMN HOR - 450 X 1000 | 236.81
230921 | * CRAD 3 COLUMN HOR - 450 X 1200 | 297.71
230922 | * CRAD 3 COLUMN HOR - 600 X 600 | 162.35
230923 | * CRAD 3 COLUMN HOR - 600 X 800 | 202.97
230924 | * CRAD 3 COLUMN HOR - 600 X 1000 | 250.32
230925 | * CRAD 3 COLUMN HOR - 600 X 1200 | 297.71
230926 | * CRAD 3 COLUMN HOR - 600 X 1400 | 351.82
230927 | * CRAD 3 COLUMN VER - 2000 X 300 | 216.51
230928 | * CRAD 3 COLUMN VER - 2000 X 400 | 243.57
230929 | * CRAD 3 COLUMN VER - 2000 X 500 | 270.62
230930 | * CRAD 4 COLUMN HOR - 300 X 800 | 189.41
230931 | * CRAD 4 COLUMN HOR - 300 X 1000 | 257.1
230932 | * CRAD 4 COLUMN HOR - 600 X 600 | 175.91
230933 | * CRAD 4 COLUMN HOR - 600 X 800 | 230.04
230934 | * CRAD 4 COLUMN HOR - 600 X 1000 | 284.17
230935 | * CRAD 4 COLUMN HOR - 600 X 1200 | 338.27
230936 | * CRAD 2 COLUMN 600 X 1000 ANTH HOR | 276.04
230937 | * CRAD 2 COLUMN 600 X 1200 ANTH HOR | 324.76
230938 | * CRAD 2 COLUMN 2000 X 400 ANTH VER | 260.95
230939 | * CRAD 3 COLUMN 600 X 1000 ANTH HOR | 300.38
230940 | * CRAD 3 COLUMN 600 X 1200 ANTH HOR | 357.23
230941 | * CRAD 3 COLUMN 2000 X 400 ANTH VER | 292.28
Kartell Towel Rails - Chrome |  | Price | Image
B60114 | @ KARTELL STR TOWEL RAIL 300X800MM CHR | 38.6
B60115 | @ KARTELL STR TOWEL RAIL 400X800MM CHR | 35.45
B60116 | @ KARTELL STR TOWEL RAIL 500X800MM CHR | 42.63
B60117 | @ KARTELL STR TOWEL RAIL 600X800MM CHR | 46.71
B60118 | @ KARTELL STR TOWEL RAIL 400X1000MM CHR | 50.36
B60119 | @ KARTELL STR TOWEL RAIL 500X1000MM CHR | 50.83
B60120 | @ KARTELL STR TOWEL RAIL 600X1000MM CHR | 55.8
B60121 | @ KARTELL STR TOWEL RAIL 400X1200MM CHR | 56.15
B60122 | @ KARTELL STR TOWEL RAIL 500X1200MM CHR | 55.83
B60123 | @ KARTELL STR TOWEL RAIL 600X1200MM CHR | 65.6
B60124 | @ KARTELL STR TOWEL RAIL 400X1600MM CHR | 70
B60125 | @ KARTELL STR TOWEL RAIL 500X1600MM CHR | 75.33
B60126 | @ KARTELL STR TOWEL RAIL 600X1600MM CHR | 80.2
B60127 | @ KARTELL STR TOWEL RAIL 500X1800MM CHR | 86.78
B60128 | @ KARTELL STR TOWEL RAIL 600X1800MM CHR | 95.96
Kartell Towel Rails - Black |  | Price
B60129 | @ KARTELL 22 STR TOWELRAIL 500X800MM BL | 35.83
B60130 | @ KARTELL 22 STR TOWEL RAIL 600X800MM BL | 39.16
B60131 | @ KARTELL 22 STR TOWELRAIL 500X1200MM BL | 42.5
B60132 | @ KARTELL 22 STR TOWELRAIL 600X1200MM BL | 45.83
B60133 | @ KARTELL 22 STR TOWELRAIL 500X1600MM BL | 55
B60134 | @ KARTELL 22 STR TOWELRAIL 600X1600MM BL | 58.33
CenterRail Towel Rails |  | Price | Image
219466 | * CRAL 862X400 STRAIGHT CHROME | 58.74
219467 | * CRAL 1222X400 STRAIGHT CHROME | 87.93
219469 | * CRAL 862X450 STRGHT WHITE 1232B | 38.03
219470 | * CRAL 862X500 STRGHT WHITE 1344B | 39.75
219471 | * CRAL 862X600 STRGHT WHITE 1570B | 43.65
219472 | * CRAL 1222X500 STRGHT WHITE 1877B | 57.38
219473 | * CRAL 1222X600 STRGHT WHITE 2187B | 63.55
219474 | * CRAL 1807X500 STRGHT WHITE 2808B | 83.1
219475 | * CRAL 1807X600 STRGHT WHITE 3272B | 92.15
219476 | * CRAL 862X450 STRGHT CHROME 812B | 59.79
219477 | * CRAL 862X500 STRGHT CHROME 901B | 62.17
219478 | * CRAL 862X600 STRGHT CHROME 1078B | 68.04
219479 | * CRAL 1222X500 STRGHT CHROM 1341B | 90.45
219480 | * CRAL 1222X600 STRGHT CHROM 1580B | 98.19
219481 | * CRAL 1807X500 STRGHT CHROM 1849B | 127.47
219482 | * CRAL 1807X600 STRGHT CHROM 2156B | 140.74
219483 | * CRAL 862X500 CURVED CHROME 901B | 65.28
219485 | * CRAL 1222X500 CURVED CHROM 1341B | 93.94
219486 | * CRAL 1222X600 CURVED CHROM 1580B | 104.2
219487 | * CRAL 1807X500 CURVED CHROM 1849B | 131.58
219488 | * CRAL 1807X600 CURVED CHROM 2156B | 148.47
CenterRail Electric Only Towel Rails |  | Price | Image
207086 | * CB ELEC STR WHI 800X400 | 119.53
207087 | * CB ELEC STR WHI 800X500 | 123.65
207088 | * CB ELEC STR WHI 1200X400 | 134.19
207089 | * CB ELEC STR WHI 1200X500 | 139.2
207090 | * CB ELEC STR WHI 1200X600 | 145.3
207092 | * CB ELEC STR WHI 1800X500 | 193.45
207093 | * CB ELEC STR WHI 1800X600 | 190.01
207094 | * CB ELEC STR CHR 800X400 | 138.25
207095 | * CB ELEC STR CHR 800X500 | 142.95
207096 | * CB ELEC STR CHR 1200X400 | 160.2
207097 | * CB ELEC STR CHR 1200X500 | 163.17
207098 | * CB ELEC STR CHR 1200X600 | 177.92
207100 | * CB ELEC STR CHR 1800X500 | 207.27
207101 | * CB ELEC STR CHR 1800X600 | 220.79
207102 | * CB ELEC CUR CHR 800X500 | 149.15
207103 | * CB ELEC CUR CHR 800X600 | 156
207104 | * CB ELEC CUR CHR 1200X500 | 176.37
207105 | * CB ELEC CUR CHR 1200X600 | 186.49
Electric Elements for Dual Fuel Towel Rails - DO NOT USE IN ELECTRIC ONLY RAILS |  | Price | Image
262530 | * CB STANDARD ELEMENT 200W CHROME FINISH | 25.66
262531 | * CB STANDARD ELEMENT 400W CHROME FINISH | 27.3
262532 | * CB STANDARD ELEMENT 600W CHROME FINISH | 26.16
Nabis Designer Towel Rails |  | Price | Image
200028 | * NAB ORBIS 300MMX1200MM CHROME | 147.35
200029 | * NAB ORBIS 300MMX1600MM CHROME | 178.73
200391 | * NAB LOIS SQUARE 800MMX500MM CHROME | 201.88
200392 | * NAB LOIS SQUARE 1200MMX500MM CHROME | 263.86
200393 | * NAB IMOGEN 1200MMX500MM CHROME | 231.99
200395 | * NAB JULIET 828MM X 500MM CHROME | 184.17
200396 | * NAB JULIET 1200MMX500MM CHROME | 231.99
200401 | * NAB KATHERINE FLOORSTAND 965MMX673MM | 299.27
200402 | * NAB KATHERINE WALL MOUNT 740MMX675MM | 329.37
200405 | * NAB KARLY 1200MMX500MM CHROME MS | 210.72
200406 | * NAB BESS 800MM X 500MM | 125.74
200407 | * NAB BESS 1200MM X 500MM | 143.45
200409 | * NAB TILLY 800MM X 500MM | 237.28
200410 | * NAB TILLY 1200MM X 500MM | 299.27
200411 | * NAB ANNA 1080MM X 500MM | 260.31
200412 | * NAB ANNA 1460MM X 500MM | 341.77
All prices correct at time of print and are subject to change. Prices Exclude VAT. Radiators should be sized correctly based on individual properties.

## Stelrad Radiators
Product Code | Stelrad Compact Radiators (Grille and Side Panels) | Price | Image
Stelrad Compact K1
271015 | COMPACT 300MM X 15 SEC K1 500MM 868B | 25.23
271030 | COMPACT 300MM X 30 SEC K1 1000MM 1737B | 40.4
271045 | COMPACT 300MM X 45 SEC K1 1500MM 2605B | 55.46
271060 | COMPACT 300MM X 60 SEC K1 2000MM 3473B | 72.56
271075 | COMPACT 300MM X 75 SEC K1 2500MM 4342B | 121.77
271090 | COMPACT 300MM X 90 SEC K1 3000MM 5210B | 143.53
271112 | COMPACT 450MM X 12 SEC K1 400MM 1032B | 27.59
271115 | COMPACT 450MM X 15 SEC K1 500MM 1290B | 31.57
271118 | COMPACT 450MM X 18 SEC K1 600MM 1548B | 35.77
271121 | COMPACT 450MM X 21 SEC K1 700MM 1806B | 39.98
271124 | COMPACT 450MM X 24 SEC K1 800MM 2064B | 44.23
271127 | COMPACT 450MM X 27 SEC K1 900MM 2322B | 48.52
271130 | COMPACT 450MM X 30 SEC K1 1000MM 2579B | 52.67
271133 | COMPACT 450MM X 33 SEC K1 1100MM 2837B | 56.97
271136 | COMPACT 450MM X 36 SEC K1 1200MM 3095B | 61.1
271142 | COMPACT 450MM X 42 SEC K1 1400MM 3611B | 69.52
271148 | COMPACT 450MM X 48 SEC K1 1600MM 4127B | 79.4
271154 | COMPACT 450MM X 54 SEC K1 1800MM 4643B | 88.59
271160 | COMPACT 450MM X 60 SEC K1 2000MM 5159B | 97.36
271166 | COMPACT 450MM X 66 SEC K1 2200MM 5675B | 137.75
271172 | COMPACT 450MM X 72 SEC K1 2400MM 6191B | 156.05
271178 | COMPACT 450MM X 78 SEC K1 2600MM 6707B | 170.03
271184 | COMPACT 450MM X 84 SEC K1 2800MM 7223B | 183.46
271190 | COMPACT 450MM X 90 SEC K1 3000MM 7738B | 195.98
271212 | COMPACT 600MM X 12 SEC K1 400MM 1338B | 30.75
271215 | COMPACT 600MM X 15 SEC K1 500MM 1672B | 33.56
271218 | COMPACT 600MM X 18 SEC K1 600MM 2006B | 37.72
271221 | COMPACT 600MM X 21 SEC K1 700MM 2341B | 45.45
271224 | COMPACT 600MM X 24 SEC K1 800MM 2675B | 48.93
271227 | COMPACT 600MM X 27 SEC K1 900MM 3009B | 55.92
271230 | COMPACT 600MM X 30 SEC K1 1000MM 3344B | 60.12
271233 | COMPACT 600MM X 33 SEC K1 1100MM 3678B | 68.52
271236 | COMPACT 600MM X 36 SEC K1 1200MM 4013B | 72.67
271242 | COMPACT 600MM X 42 SEC K1 1400MM 4681B | 86.16
271248 | COMPACT 600MM X 48 SEC K1 1600MM 5350B | 98.42
271254 | COMPACT 600MM X 54 SEC K1 1800MM 6019B | 110.25
271260 | COMPACT 600MM X 60 SEC K1 2000MM 6688B | 121.5
271266 | COMPACT 600MM X 66 SEC K1 2200MM 7356B | 172.19
271272 | COMPACT 600MM X 72 SEC K1 2400MM 8025B | 195.28
271278 | COMPACT 600MM X 78 SEC K1 2600MM 8694B | 213.1
271284 | COMPACT 600MM X 84 SEC K1 2800MM 9363B | 230.09
271290 | COMPACT 600MM X 90 SEC K1 3000MM 10031B | 246.13
271312 | COMPACT 700MM X 12 SEC K1 400MM 1524B | 36.54
271315 | COMPACT 700MM X 15 SEC K1 500MM 1906B | 42.43
271318 | COMPACT 700MM X 18 SEC K1 600MM 2287B | 48.46
271321 | COMPACT 700MM X 21 SEC K1 700MM 2668B | 54.6
271324 | COMPACT 700MM X 24 SEC K1 800MM 3049B | 60.61
271327 | COMPACT 700MM X 27 SEC K1 900MM 3430B | 66.81
271330 | COMPACT 700MM X 30 SEC K1 1000MM 3811B | 72.83
271333 | COMPACT 700MM X 33 SEC K1 1100MM 4192B | 78.96
271336 | COMPACT 700MM X 36 SEC K1 1200MM 4573B | 84.95
271342 | COMPACT 700MM X 42 SEC K1 1400MM 5336B | 97.06
271348 | COMPACT 700MM X 48 SEC K1 1600MM 6098B | 110.85
271354 | COMPACT 700MM X 54 SEC K1 1800MM 6860B | 124.43
271360 | COMPACT 700MM X 60 SEC K1 2000MM 7622B | 137.22
271366 | COMPACT 700MM X 66 SEC K1 2200MM 8385B | 194.59
271372 | COMPACT 700MM X 72 SEC K1 2400MM 9147B | 220.77
271384 | COMPACT 700MM X 84 SEC K1 2800MM 10671B | 260.41
271390 | COMPACT 700MM X 90 SEC K1 3000MM 11434B | 278.66
Stelrad Compact K2
271415 | COMPACT 300MM X 15 SEC K2 500MM 1675B | 36.55
271430 | COMPACT 300MM X 30 SEC K2 1000MM 3351B | 63.06
271445 | COMPACT 300MM X 45 SEC K2 1500MM 5026B | 89.16
271460 | COMPACT 300MM X 60 SEC K2 2000MM 6701B | 118.22
271475 | COMPACT 300MM X 75 SEC K2 2500MM 8376B | 201.05
271490 | COMPACT 300MM X 90 SEC K2 3000MM 10052B | 241.91
271512 | COMPACT 450MM X 12 SEC K2 400MM 1871B | 39.79
271515 | COMPACT 450MM X 15 SEC K2 500MM 2339B | 46.93
271518 | COMPACT 450MM X 18 SEC K2 600MM 2807B | 54.11
271521 | COMPACT 450MM X 21 SEC K2 700MM 3274B | 61.39
271524 | COMPACT 450MM X 24 SEC K2 800MM 3742B | 68.69
271527 | COMPACT 450MM X 27 SEC K2 900MM 4210B | 76.17
271530 | COMPACT 450MM X 30 SEC K2 1000MM 4678B | 83.41
271533 | COMPACT 450MM X 33 SEC K2 1100MM 5146B | 90.52
271536 | COMPACT 450MM X 36 SEC K2 1200MM 5613B | 97.75
271542 | COMPACT 450MM X 42 SEC K2 1400MM 6549B | 112.02
271548 | COMPACT 450MM X 48 SEC K2 1600MM 7485B | 128.64
271554 | COMPACT 450MM X 54 SEC K2 1800MM 8420B | 143.98
271560 | COMPACT 450MM X 60 SEC K2 2000MM 9356B | 159.46
271566 | COMPACT 450MM X 66 SEC K2 2200MM 10291B | 227.22
271572 | COMPACT 450MM X 72 SEC K2 2400MM 11227B | 257.87
271578 | COMPACT 450MM X 78 SEC K2 2600MM 12162B | 282.24
271584 | COMPACT 450MM X 84 SEC K2 2800MM 13098B | 305.69
271590 | COMPACT 450MM X 90 SEC K2 3000MM 14034B | 328.45
271612 | COMPACT 600MM X 12 SEC K2 400MM 2364B | 48.45
271615 | COMPACT 600MM X 15 SEC K2 500MM 2955B | 57.76
271618 | COMPACT 600MM X 18 SEC K2 600MM 3546B | 65.68
271621 | COMPACT 600MM X 21 SEC K2 700MM 4137B | 76.13
271624 | COMPACT 600MM X 24 SEC K2 800MM 4728B | 85.41
271627 | COMPACT 600MM X 27 SEC K2 900MM 5319B | 94.92
271630 | COMPACT 600MM X 30 SEC K2 1000MM 5910B | 103.43
271633 | COMPACT 600MM X 33 SEC K2 1100MM 6501B | 113.31
271636 | COMPACT 600MM X 36 SEC K2 1200MM 7092B | 122.51
271642 | COMPACT 600MM X 42 SEC K2 1400MM 8273B | 140.84
271648 | COMPACT 600MM X 48 SEC K2 1600MM 9455B | 161.68
271654 | COMPACT 600MM X 54 SEC K2 1800MM 10637B | 181.45
271660 | COMPACT 600MM X 60 SEC K2 2000MM 11819B | 201.3
271666 | COMPACT 600MM X 66 SEC K2 2200MM 13001B | 287.05
271672 | COMPACT 600MM X 72 SEC K2 2400MM 14183B | 326.19
271678 | COMPACT 600MM X 78 SEC K2 2600MM 15365B | 357.29
271684 | COMPACT 600MM X 84 SEC K2 2800MM 16547B | 387.22
271690 | COMPACT 600MM X 90 SEC K2 3000MM 17729B | 416.15
271712 | COMPACT 700MM X 12 SEC K2 400MM 2676B | 54.25
271715 | COMPACT 700MM X 15 SEC K2 500MM 3345B | 64.7
271718 | COMPACT 700MM X 18 SEC K2 600MM 4015B | 75.17
271721 | COMPACT 700MM X 21 SEC K2 700MM 4684B | 85.82
271724 | COMPACT 700MM X 24 SEC K2 800MM 5353B | 96.36
271727 | COMPACT 700MM X 27 SEC K2 900MM 6022B | 107.16
271730 | COMPACT 700MM X 30 SEC K2 1000MM 6691B | 117.71
271733 | COMPACT 700MM X 33 SEC K2 1100MM 7360B | 128.14
271736 | COMPACT 700MM X 36 SEC K2 1200MM 8029B | 138.65
271742 | COMPACT 700MM X 42 SEC K2 1400MM 9367B | 159.5
271748 | COMPACT 700MM X 48 SEC K2 1600MM 10705B | 183.08
271754 | COMPACT 700MM X 54 SEC K2 1800MM 12044B | 205.77
271760 | COMPACT 700MM X 60 SEC K2 2000MM 13382B | 228.33
271766 | COMPACT 700MM X 66 SEC K2 2200MM 14720B | 325.72
271772 | COMPACT 700MM X 72 SEC K2 2400MM 16058B | 370.3
271778 | COMPACT 700MM X 78 SEC K2 2600MM 17396B | 405.69
271784 | COMPACT 700MM X 84 SEC K2 2800MM 18735B | 440.55
271790 | COMPACT 700MM X 90 SEC K2 3000MM 20073B | 472.67
Stelrad Compact P+
271815 | COMPACT 300MM X 15 SEC P+ 500MM 1271B | 32.85
271830 | COMPACT 300MM X 30 SEC P+ 1000MM 2542B | 55.99
271845 | COMPACT 300MM X 45 SEC P+ 1500MM 3813B | 78.48
271860 | COMPACT 300MM X 60 SEC P+ 2000MM 5084B | 103.94
271875 | COMPACT 300MM X 75 SEC P+ 2500MM 6355B | 176.8
271890 | COMPACT 300MM X 90 SEC P+ 3000MM 7626B | 212.37
271912 | COMPACT 450MM X 12 SEC P+ 400MM 1440B | 35.9
271915 | COMPACT 450MM X 15 SEC P+ 500MM 1800B | 41.99
271918 | COMPACT 450MM X 18 SEC P+ 600MM 2160B | 48.19
271921 | COMPACT 450MM X 21 SEC P+ 700MM 2520B | 54.43
271924 | COMPACT 450MM X 24 SEC P+ 800MM 2880B | 60.76
271927 | COMPACT 450MM X 27 SEC P+ 900MM 3240B | 67.18
271930 | COMPACT 450MM X 30 SEC P+ 1000MM 3600B | 73.46
271933 | COMPACT 450MM X 33 SEC P+ 1100MM 3960B | 79.57
271936 | COMPACT 450MM X 36 SEC P+ 1200MM 4320B | 85.84
271942 | COMPACT 450MM X 42 SEC P+ 1400MM 5040B | 98.11
271948 | COMPACT 450MM X 48 SEC P+ 1600MM 5759B | 112.27
271954 | COMPACT 450MM X 54 SEC P+ 1800MM 6479B | 125.79
271960 | COMPACT 450MM X 60 SEC P+ 2000MM 7199B | 139.11
271966 | COMPACT 450MM X 66 SEC P+ 2200MM 7919B | 197.96
271972 | COMPACT 450MM X 72 SEC P+ 2400MM 8639B | 224.77
271978 | COMPACT 450MM X 78 SEC P+ 2600MM 9359B | 245.64
271984 | COMPACT 450MM X 84 SEC P+ 2800MM 10079B | 265.98
271990 | COMPACT 450MM X 90 SEC P+ 3000MM 10799B | 285.48
272012 | COMPACT 600MM X 12 SEC P+ 400MM 1836B | 45.82
272015 | COMPACT 600MM X 15 SEC P+ 500MM 2295B | 50.7
272018 | COMPACT 600MM X 18 SEC P+ 600MM 2753B | 58.64
272021 | COMPACT 600MM X 21 SEC P+ 700MM 3212B | 66.56
272024 | COMPACT 600MM X 24 SEC P+ 800MM 3671B | 74.49
272027 | COMPACT 600MM X 27 SEC P+ 900MM 4130B | 82.64
272030 | COMPACT 600MM X 30 SEC P+ 1000MM 4589B | 90.63
272033 | COMPACT 600MM X 33 SEC P+ 1100MM 5048B | 98.39
272036 | COMPACT 600MM X 36 SEC P+ 1200MM 5507B | 106.31
272042 | COMPACT 600MM X 42 SEC P+ 1400MM 6425B | 121.95
272048 | COMPACT 600MM X 48 SEC P+ 1600MM 7343B | 139.55
272054 | COMPACT 600MM X 54 SEC P+ 1800MM 8260B | 156.8
272060 | COMPACT 600MM X 60 SEC P+ 2000MM 9178B | 173.79
272066 | COMPACT 600MM X 66 SEC P+ 2200MM 10096B | 247.55
272072 | COMPACT 600MM X 72 SEC P+ 2400MM 11014B | 281.55
272078 | COMPACT 600MM X 78 SEC P+ 2600MM 11932B | 308.18
272084 | COMPACT 600MM X 84 SEC P+ 2800MM 12850B | 333.84
272090 | COMPACT 600MM X 90 SEC P+ 3000MM 13767B | 358.56
272112 | COMPACT 700MM X 12 SEC P+ 400MM 2088B | 48.18
272115 | COMPACT 700MM X 15 SEC P+ 500MM 2610B | 57.04
272118 | COMPACT 700MM X 18 SEC P+ 600MM 3132B | 66
272121 | COMPACT 700MM X 21 SEC P+ 700MM 3654B | 75.11
272124 | COMPACT 700MM X 24 SEC P+ 800MM 4176B | 84.11
272127 | COMPACT 700MM X 27 SEC P+ 900MM 4698B | 93.29
272130 | COMPACT 700MM X 30 SEC P+ 1000MM 5220B | 102.4
272133 | COMPACT 700MM X 33 SEC P+ 1100MM 5742B | 111.26
272136 | COMPACT 700MM X 36 SEC P+ 1200MM 6264B | 120.23
272142 | COMPACT 700MM X 42 SEC P+ 1400MM 7309B | 138.04
272148 | COMPACT 700MM X 48 SEC P+ 1600MM 8353B | 157.92
272154 | COMPACT 700MM X 54 SEC P+ 1800MM 9397B | 177.68
272160 | COMPACT 700MM X 60 SEC P+ 2000MM 10441B | 196.94
272166 | COMPACT 700MM X 66 SEC P+ 2200MM 11485B | 280.64
272172 | COMPACT 700MM X 72 SEC P+ 2400MM 12529B | 319.26
272178 | COMPACT 700MM X 78 SEC P+ 2600MM 13573B | 349.49
272190 | COMPACT 700MM X 90 SEC P+ 3000MM 15661B | 406.74

## Cylinder Size Guide
Unvented Cylinder Size Guide
Type of Property | Bedsit | Residential | Residential | Residential | Residential | Residential | Residential | Residential | Residential | Residential
Number of beds | 1 | 1 | 2 | 3 | 3 | 4 | 4 | 4 | 5 | 5-6
Number of baths/showers | 1 | 1 | 1 | 1 | 2 | 1 | 2 | 3 | 3 | 4
Indirect Cylinder
Product size (litre) | 100 | 120 | 120 | 150 | 210 | 170 | 210 | 250 | 250 | 300
Direct Cylinder
Product size (litre) | 100 | 120/150 | 150/170 | 210 | 250 | 210 | 250 | 300 | 300 | 300
Please use this as a guide to size your cylinder. This is a guide only and your heating engineer should be contacted to determine the exact specification.

## Cylinders
Category | Supplier Name | Product Code | Description | LNPG Price
Unvented Cylinder | OSO | 415082 | OSO DELTA COIL DC150 IND A RATED UV CYL | 841.76
Unvented Cylinder | OSO | 415084 | OSO DELTA COIL DC210 IND A RATED UV CYL | 1021.68
Unvented Cylinder | OSO | 415094 | OSO DELTA POWERCYL DCF300 A RATED 28 CYL | 1683.2
Unvented Cylinder | OSO | 415090 | OSO DELTA DGC200 A RATED HEATPUMP CYL | 1165.89
Unvented Cylinder | OSO | 415092 | OSO DELTA DGC300 A RATED HEATPUMP CYL | 1402.33
Unvented Cylinder | OSO | 471036 | OSO SUPERCOIL INDIRECT CYLINDER 120L | 662.49
Unvented Cylinder | OSO | 471270 | OSO 150L S2C SEMI PRE-PLUMBED INDIRECT CYL | 741.26
Unvented Cylinder | OSO | 471271 | OSO 180L S2C SEMI PRE-PLUMBED INDIRECT CYL | 793.45
Unvented Cylinder | OSO | 471272 | OSO 210L S2C SEMI PRE-PLUMBED INDIRECT CYL | 845.82
Unvented Cylinder | OSO | 471273 | OSO 250L S2C SEMI PRE-PLUMBED INDIRECT CYL | 897.05
Unvented Cylinder | OSO | 471274 | OSO 300L S2C SEMI PRE-PLUMBED INDIRECT CYL | 948.53
Unvented Cylinder | OSO | 471264 | OSO 120L S2X PRE-PLUMBED DIRECT CYLINDER | 587.89
Unvented Cylinder | OSO | 471265 | OSO 150L S2X PRE-PLUMBED DIRECT CYLINDER | 621.02
Unvented Cylinder | OSO | 471266 | OSO 180L S2X PRE-PLUMBED DIRECT CYLINDER | 679.27
Unvented Cylinder | OSO | 471267 | OSO 210L S2X PRE-PLUMBED DIRECT CYLINDER | 712.34
Unvented Cylinder | OSO | 471268 | OSO 250L S2X PRE-PLUMBED DIRECT CYLINDER | 759.29
Unvented Cylinder | OSO | 471269 | OSO 300L S2X PRE-PLUMBED DIRECT CYLINDER | 826.6
Accumulator | OSO | 415096 | OSO SUPERSTREAM ACCUMULATOR 130 | 658.22
Accumulator | OSO | 411419 | OSO SUPERSTREAM ACCUMULATOR 250 | 776.44
Accumulator | OSO | 415965 | OSO ACCUMULATOR SUPERSTREAM 350 | 886.77
Accumulator | OSO | 415966 | OSO ACCUMULATOR SUPERSTREAM 450 | 1137.85
Unvented Cylinder | Baxi / Heatrae-Sadia Heating | 176701 | CENTERSTORE 120 INDIRECT UNVENTED CYLINDER | 418.23
Unvented Cylinder | Baxi / Heatrae-Sadia Heating | 176702 | CENTERSTORE 150 INDIRECT UNVENTED CYLINDER | 443.16
Unvented Cylinder | Baxi / Heatrae-Sadia Heating | 176703 | CENTERSTORE 170 INDIRECT UNVENTED CYLINDER | 459.82
Unvented Cylinder | Baxi / Heatrae-Sadia Heating | 176704 | CENTERSTORE 210 INDIRECT UNVENTED CYLINDER | 501.37
Unvented Cylinder | Baxi / Heatrae-Sadia Heating | 176705 | CENTERSTORE 250 INDIRECT UNVENTED CYLINDER | 576.13
Unvented Cylinder | Baxi / Heatrae-Sadia Heating | 176706 | CENTERSTORE 300 INDIRECT UNVENTED CYLINDER | 610.66
Unvented Cylinder | UK Cylinders Limited | 174771 | CENTERSTORE 170 INDIRECT SOLAR UNVENTED CYL | 612.52
Unvented Cylinder | UK Cylinders Limited | 174772 | CENTERSTORE 200 INDIRECT SOLAR UNVENTED CYL | 640.79
Unvented Cylinder | UK Cylinders Limited | 174773 | CENTERSTORE 250 INDIRECT SOLAR UNVENTED CYL | 710.88
Unvented Cylinder | UK Cylinders Limited | 174774 | CENTERSTORE 300 INDIRECT SOLAR UNVENTED CYL | 779.41
Unvented Cylinder | UK Cylinders Limited | 174775 | CENTERSTORE AIR 120L INDIRECT UNVENTED CYL | 556.49
Unvented Cylinder | UK Cylinders Limited | 174776 | CENTERSTORE AIR 150L INDIRECT UNVENTED CYL | 580.49
Unvented Cylinder | UK Cylinders Limited | 174777 | CENTERSTORE AIR 170L INDIRECT UNVENTED CYL | 600.16
Unvented Cylinder | UK Cylinders Limited | 174778 | CENTERSTORE AIR 200L INDIRECT UNVENTED CYL | 625.08
Unvented Cylinder | UK Cylinders Limited | 174779 | CENTERSTORE AIR 250L INDIRECT UNVENTED CYL | 699.89
Unvented Cylinder | UK Cylinders Limited | 174780 | CENTERSTORE AIR 300L INDIRECT UNVENTED CYL | 761.38
Unvented Cylinder | UK Cylinders Limited | 174781 | CENTERSTORE AIR 120L DIRECT UNVENTED CYL | 484.78
Unvented Cylinder | UK Cylinders Limited | 174782 | CENTERSTORE AIR 150L DIRECT UNVENTED CYL | 516.14
Unvented Cylinder | UK Cylinders Limited | 174783 | CENTERSTORE AIR 170L DIRECT UNVENTED CYL | 535.57
Unvented Cylinder | UK Cylinders Limited | 174784 | CENTERSTORE AIR 200L DIRECT UNVENTED CYL | 560.56
Unvented Cylinder | UK Cylinders Limited | 174785 | CENTERSTORE AIR 250L DIRECT UNVENTED CYL | 588.07
Unvented Cylinder | UK Cylinders Limited | 174786 | CENTERSTORE AIR 300L DIRECT UNVENTED CYL | 620.7
Unvented Cylinder | UK Cylinders Limited | 174787 | CENTERSTORE SLIM 120L INDIRECT UNVENTED CYL | 517.39
Unvented Cylinder | UK Cylinders Limited | 174788 | CENTERSTORE SLIM 150L INDIRECT UNVENTED CYL | 537.75
Unvented Cylinder | UK Cylinders Limited | 174789 | CENTERSTORE SLIM 170L INDIRECT UNVENTED CYL | 552.4
Unvented Cylinder | UK Cylinders Limited | 174790 | CENTERSTORE SLIM 200L INDIRECT UNVENTED CYL | 582.77
Unvented Cylinder | UK Cylinders Limited | 174791 | CENTERSTORE SLIM 120L DIRECT UNVENTED CYL | 442.98
Unvented Cylinder | UK Cylinders Limited | 174792 | CENTERSTORE SLIM 150L DIRECT UNVENTED CYL | 462.08
Unvented Cylinder | UK Cylinders Limited | 174793 | CENTERSTORE SLIM 170L DIRECT UNVENTED CYL | 487.16
Unvented Cylinder | UK Cylinders Limited | 174794 | CENTERSTORE SLIM 200L DIRECT UNVENTED CYL | 530.82
Unvented Cylinder | UK Cylinders Limited | 174795 | CSTORE AIR SLIM 120L INDIRECT UNVENTED CYL | 576
Unvented Cylinder | UK Cylinders Limited | 174796 | CSTORE AIR SLIM 150L INDIRECT UNVENTED CYL | 594.01
Unvented Cylinder | UK Cylinders Limited | 174797 | CSTORE AIR SLIM 170L INDIRECT UNVENTED CYL | 616.65
Unvented Cylinder | UK Cylinders Limited | 174798 | CSTORE AIR SLIM 200L INDIRECT UNVENTED CYL | 632.17
Unvented Cylinder | UK Cylinders Limited | 174767 | CENTERSTORE 120 DIRECT UNVENTED CYL | 371.05
Unvented Cylinder | UK Cylinders Limited | 174768 | CENTERSTORE 150 DIRECT UNVENTED CYL | 395.77
Unvented Cylinder | UK Cylinders Limited | 174769 | CENTERSTORE 170 DIRECT UNVENTED CYL | 414.36
Unvented Cylinder | UK Cylinders Limited | 174770 | CENTERSTORE 200 DIRECT UNVENTED CYL | 440.46
Unvented Cylinder | UK Cylinders Limited | 175006 | NEW PROLITE 120L SS INDIRECT CYLINDER | 441.37
Unvented Cylinder | UK Cylinders Limited | 175007 | NEW PROLITE 150L SS INDIRECT CYLINDER | 461.73
Unvented Cylinder | UK Cylinders Limited | 175008 | NEW PROLITE 170L SS INDIRECT CYLINDER | 480.41
Unvented Cylinder | UK Cylinders Limited | 175009 | NEW PROLITE 200L SS INDIRECT CYLINDER | 490.59
Unvented Cylinder | UK Cylinders Limited | 175010 | NEW PROLITE 250L SS INDIRECT CYLINDER | 577.16
Unvented Cylinder | UK Cylinders Limited | 175011 | NEW PROLITE 300L SS INDIRECT CYLINDER | 628.1
Unvented Cylinder | UK Cylinders Limited | 175012 | NEW PROLITE 120L SS DIRECT CYLINDER | 364.97
Unvented Cylinder | UK Cylinders Limited | 175013 | NEW PROLITE 150L SS DIRECT CYLINDER | 390.43
Unvented Cylinder | UK Cylinders Limited | 175014 | NEW PROLITE 170L SS DIRECT CYLINDER | 410.81
Unvented Cylinder | UK Cylinders Limited | 175015 | NEW PROLITE 200L SS DIRECT CYLINDER | 448.16
Unvented Cylinder | UK Cylinders Limited | 175017 | PROLITE HORIZONTAL INDIRECT UNV 150L CYL | 627.21
Unvented Cylinder | UK Cylinders Limited | 175018 | PROLITE HORIZONTAL INDIRECT UNV 170L CYL | 642.78
Unvented Cylinder | UK Cylinders Limited | 175019 | PROLITE HORIZONTAL INDIRECT UNV 200L CYL | 685
Unvented Cylinder | UK Cylinders Limited | 175020 | PROLITE HORIZONTAL INDIRECT UNV 250L CYL | 787.08
Unvented Cylinder | UK Cylinders Limited | 175021 | PROLITE HORIZONTAL INDIRECT UNV 300L CYL | 816.24
Unvented Cylinder | UK Cylinders Limited | 175022 | PROLITE HEATPUMP UNVENTED 120L CYL | 675.12
Unvented Cylinder | UK Cylinders Limited | 175023 | PROLITE HEATPUMP UNVENTED 150L CYL | 702.05
Unvented Cylinder | UK Cylinders Limited | 175024 | PROLITE HEATPUMP UNVENTED 170L CYL | 766.27
Unvented Cylinder | UK Cylinders Limited | 175025 | PROLITE HEATPUMP UNVENTED 200L CYL | 808.11
Unvented Cylinder | UK Cylinders Limited | 175026 | PROLITE HEATPUMP UNVENTED 250L CYL | 835.89
Unvented Cylinder | UK Cylinders Limited | 175027 | PROLITE HEATPUMP UNVENTED 300L CYL | 869.09
Unvented Cylinder | UK Cylinders Limited | 175028 | PROLITE HEATPUMP SLIMLINE UNV 150L CYL | 807.86
Unvented Cylinder | UK Cylinders Limited | 175029 | PROLITE HEATPUMP SLIMLINE UNV 170L CYL | 869.72
Unvented Cylinder | Telford Cylinders | 515031 | TELFORD HURRICANE DIRECT UNV 90L | 405.77
Unvented Cylinder | Telford Cylinders | 515032 | TELFORD HURRICANE DIRECT UNV 125L | 424.11
Unvented Cylinder | Telford Cylinders | 515033 | TELFORD HURRICANE DIRECT UNV 150L | 454.67
Unvented Cylinder | Telford Cylinders | 515034 | TELFORD HURRICANE DIRECT UNV 170L | 463.84
Unvented Cylinder | Telford Cylinders | 515035 | TELFORD HURRICANE DIRECT UNV 200L | 503.6
Unvented Cylinder | Telford Cylinders | 515036 | TELFORD HURRICANE DIRECT UNV 250L | 509.7
Unvented Cylinder | Telford Cylinders | 515037 | TELFORD HURRICANE DIRECT UNV 300L | 517.46
Unvented Cylinder | Telford Cylinders | 515039 | TELFORD HURRICANE INDIRECT UNV 125L | 458.46
Unvented Cylinder | Telford Cylinders | 515040 | TELFORD HURRICANE INDIRECT UNV 150L | 464.57
Unvented Cylinder | Telford Cylinders | 515041 | TELFORD HURRICANE INDIRECT UNV 170L | 495.15
Unvented Cylinder | Telford Cylinders | 515042 | TELFORD HURRICANE INDIRECT UNV 200L | 534.9
Unvented Cylinder | Telford Cylinders | 515043 | TELFORD HURRICANE INDIRECT UNV 250L | 547.12
Unvented Cylinder | Telford Cylinders | 515044 | TELFORD HURRICANE INDIRECT UNV 300L | 583.79
Unvented Cylinder | Telford Cylinders | 515075 | TELFORD TEMPEST 400L INDIRECT STAINLESS UNVENTED | 1129.47
Unvented Cylinder | Telford Cylinders | 515076 | TELFORD TEMPEST 500L INDIRECT STAINLESS UNVENTED | 1173.45
Unvented Cylinder | Baxi / Heatrae-Sadia Heating | 150953 | BAXI ASSURE INDIRECT CYLINDER 145I | 745.3
Unvented Cylinder | Baxi / Heatrae-Sadia Heating | 150954 | BAXI ASSURE INDIRECT CYLINDER 170I | 764.81
Unvented Cylinder | Baxi / Heatrae-Sadia Heating | 150955 | BAXI ASSURE INDIRECT CYLINDER 210I | 785.35
Unvented Cylinder | Baxi / Heatrae-Sadia Heating | 150956 | BAXI ASSURE INDIRECT CYLINDER 250I | 820.27
Unvented Cylinder | Baxi / Heatrae-Sadia Heating | 150957 | BAXI ASSURE INDIRECT CYLINDER 300I | 861.35
Unvented Cylinder | Baxi / Heatrae-Sadia Heating | 150938 | BAXI ASSURE DIRECT CYLINDER 70D | 566.61
Unvented Cylinder | Baxi / Heatrae-Sadia Heating | 150939 | BAXI ASSURE DIRECT CYLINDER 125DD | 643.63
Unvented Cylinder | Baxi / Heatrae-Sadia Heating | 150940 | BAXI ASSURE DIRECT CYLINDER 145DD | 655.95
Unvented Cylinder | Baxi / Heatrae-Sadia Heating | 150941 | BAXI ASSURE DIRECT CYLINDER 170DD | 675.46
Unvented Cylinder | Baxi / Heatrae-Sadia Heating | 150945 | BAXI ASSURE DIRECT CYLINDER 210DDD | 739.14
Unvented Cylinder | Baxi / Heatrae-Sadia Heating | 150942 | BAXI ASSURE DIRECT CYLINDER 210DD | 689.85
Unvented Cylinder | Baxi / Heatrae-Sadia Heating | 150948 | BAXI ASSURE DIRECT CYLINDER 250DDDD | 813.09
Unvented Cylinder | Baxi / Heatrae-Sadia Heating | 150949 | BAXI ASSURE DIRECT CYLINDER 300DDD | 805.89
Unvented Cylinder | Baxi / Heatrae-Sadia Heating | 150950 | BAXI ASSURE DIRECT CYLINDER 300DDDD | 854.17

## Controls & Water Treatment
Category | Supplier Name | Product Code | Description | LNPG Price
Carbon Monoxide Detector | HiSpec | 107222 | HI-SPEC 10 YEAR CO ALARM | 14
Condensate Pump | Aspen Pumps Ltd | 668197 | JET CONDENSATE TANK PUMP - ACR - 1.7L | 42.61
Radiator Valves | Wolseley | 205765 | * CENTER 15MM TRV ANGLED & L/S PACK - WHITE | 6.99
Radiator Valves | Wolseley | 205766 | * CENTER 10MM TRV ANGLED & L/S PACK - WHITE | 8.56
Radiator Valves | Wolseley | 205767 | * CENTER 15MM TRV ANGLED L/S & DRAIN OFF PACK WHITE | 7.73
Radiator Valves | Wolseley | 205768 | * CENTER 10MM TRV ANGLED L/S & DRAIN OFF PACKK WHITE | 10.82
Radiator Valves | Wolseley | 205769 | * CENTER 15MM TRV STRAIGHT & LS PK - WHT | 10.81
Radiator Valves | Wolseley | 205770 | * CENTER 15MM TRV ANGLED - WHT | 6.96
Radiator Valves | Wolseley | 205771 | * CENTER 10MM TRV ANGLED - WHT | 7.17
Radiator Valves | Wolseley | 205774 | * CENTER 15MM TRV ANGLED & LS CHR | 9.71
Radiator Valves | Wolseley | 205776 | * CENTER 15MM TRV STRAIGHT & LS CHR | 10.81
Radiator Valves | Wolseley | 256557 | CENTER PLUS 15MM TRV ANGLED & LS WH\CH | 13.31
Radiator Valves | Wolseley | 256558 | CENTER PLUS 15MM TRV STRAIGHT - WH\CH | 7.55
Radiator Valves | Wolseley | 256559 | CENTER PLUS 15MM TRV STRAIGHT&LS WH\CH | 14.35
Radiator Valves | Wolseley | 256568 | CENTER PLUS 15MM ANGLED MANUAL ROUND PAIR | 12.31
Radiator Valves | Wolseley | 256571 | CENTER PLUS 15MM STRAIGHT MANUAL ROUND PAIR | 11.65
Radiator Valves | Wolseley | 256572 | CENTER PLUS 15MM STRAIGHT MANUAL SQUARE PAIR | 10.86
Radiator Valves | Wolseley | 256573 | CENTER PLUS 15MM STRAIGHT MANUAL TRADITIONAL PAIR | 13
Radiator Valves | Pegler Yorkshire Group Limited | 250080 | BULLDOG 2 15MM TRV & L/S VALVE PACK ANGLED | 9.77
Radiator Valves | Pegler Yorkshire Group Limited | 250081 | BULLDOG 2 10/8MM TRV & L/S VALVE PACK ANGLED | 11.32
Radiator Valves | Danfoss Randall Ltd | 246115 | DANFOSS RAS-C2 15MM TRV AND LOCKSHIELD | 18.54
Radiator Valves | Danfoss Randall Ltd | 246116 | DANFOSS RAS-C2 8/10MM TRV AND LOCKSHIELD | 19.28
Radiator Valves | Danfoss Randall Ltd | 246110 | DANFOSS RAS-C2 15MM TRV ANG | 15.9
Radiator Valves | Danfoss Randall Ltd | 246111 | DANFOSS RAS-C2 8/10MM TRV ANG | 15.67
Radiator Valves | Intatec Ltd | 250798 | INTA 15MM ALL CHROME STRAIGHT TOWEL RAIL VALVES | 14.84
Radiator Valves | Intatec Ltd | 250799 | INTA 15MM ALL CHROME ANGLED TOWEL RAIL VALVES | 16.19
Radiator Valves | Intatec Ltd | 250804 | INTA 15MM ALL CHROME ANGLED TRV AND LOCKSHIELD | 23.46
Radiator Valves | Intatec Ltd | 250805 | INTA 15MM ALL CHROME STRAIGHT TRV AND LOCKSHIELD | 25.59
Radiator Valves | Intatec Ltd | 250800 | INTA CORNER RADIATOR VALVES (PAIR) | 17.23
Controls | Honeywell Control Systems Ltd | 310828 | HONEYWELL V4073A 1088 28MM MID POSN VALVE | 121.23
Controls | Honeywell Control Systems Ltd | K73629 | HONEYWELL PRESSURE REDUCING VALVE 15MM | 35.65
Controls | Honeywell Control Systems Ltd | K73630 | HONEYWELL PRESSURE REDUCING VALVE 22MM | 34.98
Controls | Drayton | 304798 | DRAYTON WISER THERMOSTAT KIT 1 | 126.75
Controls | Drayton | 304799 | DRAYTON WISER THERMOSTAT KIT 2 | 135.83
Controls | Drayton | 304800 | DRAYTON WISER THERMOSTAT KIT 3 | 199.18
Controls | Drayton | 304801 | DRAYTON WISER MULTI-ZONE KIT 1 | 199.18
Controls | Drayton | 304803 | DRAYTON WISER SMART RADIATOR THERMOSTAT | 44.99
Controls | Drayton | 304813 | DRAYTON WISER SMART PLUG WHITE | 31.45
Controls | Danfoss Randall Ltd | 339359 | DANFOSS HS3 22MM 3 PORT VALVE & HSA3 | 44.95
Controls | Danfoss Randall Ltd | 339381 | DANFOSS HP22 22MM 2PORT VALVE 087N660900 | 37.16
Controls | Danfoss Randall Ltd | 339362 | DANFOSS HSA3 3 PORT VALVE ACTUATOR ONLY | 29.07
Controls | Danfoss Randall Ltd | 339366 | DANFOSS HPA2 2 PORT VALVE ACTUATOR ONLY | 29.4
Controls | Wolseley Uk (Controls) | 340023 | CENTER WIRED 7 DAY PROGRAMMABLE ROOM STAT 230V BOILER + | 30.88
Controls | Wolseley Uk (Controls) | 340020 | CENTER ROOM STAT 230V ANALOGUE | 9.73
Controls | Wolseley Uk (Controls) | 340009 | CENTER RF NON-PROGRAMMABLE ROOM STAT | 46.18
Controls | Wolseley Uk (Controls) | 340022 | CENTER RF WIRELESS PROGRAMMABLE ROOM THERMOSTAT BLR + | 46.61
Controls | Wolseley Uk (Controls) | 340006 | CENTER 5/2 DAY 2 CHANNEL PROGRAMMER 230V | 28.99
Controls | Wolseley Uk (Controls) | 340025 | CENTER CYLINDER STAT 40 - 80C | 9.29
Controls | Wolseley Uk (Controls) | 340075 | CENTER 22MM 2-PORT MOTORISED VALVE | 38.57
Controls | Wolseley Uk (Controls) | 340080 | CENTER 22MM 3-PORT MOTORISED VALVE | 47.18
Controls | Wolseley Uk (Controls) | 340090 | CENTER AUTO BYPASS VALVE 22MM ANGLED | 14.79
Controls | Intatec Ltd | 531359 | INTA AUTO BYPASS VALVE ANGLED 22MM | 14.94
Controls | Intatec Ltd | 531360 | INTA AUTO BYPASS VALVE STRAIGHT 22MM | 13.83
Controls | Bosch Thermotechnology Ltd | 105978 | WORCESTER EASYCONTROL CT 200 WHITE | 119.97
Controls | Bosch Thermotechnology Ltd | 105979 | WORCESTER EASYCONTROL CT 200 BLACK | 119.98
Controls | Bosch Thermotechnology Ltd | 100880 | WORCESTER MT10 MECH TIME SWITCH CDI/SI/I JUN | 73.37
Controls | Bosch Thermotechnology Ltd | 100954 | WORCESTER COMFORT II RF TWIN CHANNEL PROG STAT | 144.2
Controls | Ideal Boilers Ltd | 120642 | IDEAL MECHANICAL TIMER 24HR | 57.96
Controls | Ideal Boilers Ltd | 120644 | IDEAL RF ELECTRONIC PROG ROOM THERMOSTAT KIT | 213.64
Controls | RWC | 171751 | RWC PREDATOR PRESSURE REDUCING VALVE 15 | 26.68
Controls | RWC | 171752 | RWC PREDATOR PRESSURE REDUCING VALVE 22 | 31.63
Controls | RWC | 171340 | RWC 15MM COMBI-BOILER FILLING LOOP | 8.27
Controls | RWC | 814128 | RWC 22MM ESSENTL AUTO BYPASS VALVE ANGLD | 9.6
Controls | RWC | 804674 | RWC 3/4" TENANT VALVE ADVANCE | 205.98
Controls | RWC | 804675 | RWC 1" TENANT VALVE ADVANCE | 215.88
Controls | RWC | 804676 | RWC 3/4" TENANT VALVE COMPACT | 194.84
Controls | RWC | 804677 | RWC 1" TENANT VALVE COMPACT | 199.87
Controls | RWC | 804678 | RWC 3/4" TVA ISOLATOR AND DRAIN OFF | 35.83
Controls | RWC | 804679 | RWC 1" TVA ISOLATOR AND DRAIN OFF | 37.72
Leak Detection | RWC | 110291 | RELIANCE LEAK DETECTOR 3/4 | 520.15
Leak Detection | RWC | 171346 | RELIANCE LEAK DETECTOR 1 | 527.38
Leak Detection | RWC | 171347 | RELIANCE LEAK DETECTOR 1.1/4 | 534.6
Leak Detection | RWC | 110292 | RELIANCE FLOOR LEAK SENSOR | 138.8
Water Treatment | Cistermiser Ltd | 171320 | CISTERMISER COMBIMATE SCALE REDUCER 15MM | 116.2
Water Treatment | Cistermiser Ltd | 171326 | CISTERMISER COMBIMATE SCALE REDUCER 22MM | 139.29
Water Treatment | Adey Ltd | 609932 | CENTER SYSTEM FILTER - 22MM | 53.8
Water Treatment | Calmag | 609935 | * CB 15MM CXC MAGNETIC SCALE INHIBITOR | 16.64
Water Treatment | Calmag | 609936 | * CB 22MM CXC MAGNETIC SCALE INHIBITOR | 22.65
Water Treatment | Calmag | 609937 | * CB 15MM CXC ELTROLYTIC SCALE INHIBITOR | 19.97
Water Treatment | Calmag | 609938 | * CB 22MM CXC ELTROLYTIC SCALE INHIBITOR | 20.15
Water Treatment | Bosch Thermotechnology Ltd | 100303 | WORCESTER GREENSTAR SYSTEM FILTER 22MM | 104.57
Water Treatment | Bosch Thermotechnology Ltd | 105287 | WOCS G/STAR SYSTEM FILTER MINI 22MM | 95.56
Water Treatment | Bosch Thermotechnology Ltd | 100304 | WORCESTER GREENSTAR SYSTEM FILTER 28MM | 185.58
Water Treatment | Fernox (Alpha Fry Limited) | 608263 | FERNOX TF1 TOTAL FILTER 22MM | 125.82
Water Treatment | Fernox (Alpha Fry Limited) | 602531 | FERNOX TF1 COMPACT FILTER 22MM | 122.74
Water Treatment | Fernox (Alpha Fry Limited) | 608955 | OMEGA TF1 FILTER 22MM/SLIPSOCKET CONNECT | 107.33
Water Treatment | Fernox (Alpha Fry Limited) | 608957 | OMEGA TF1 FILTER 22MM/VALVE CONNECTIONS | 130.6
Water Treatment | Fernox (Alpha Fry Limited) | 608956 | OMEGA TF1 FILTER 28MM/SLIPSOCKET CONNECT | 140.48
Water Treatment | Fernox (Alpha Fry Limited) | 608958 | OMEGA TF1 FILTER 28MM/VALVE CONNECTIONS | 156.44
Water Treatment | Fernox (Alpha Fry Limited) | 604001 | FERNOX F3 C/HEATING CLEANER 500ML | 14.58
Water Treatment | Fernox (Alpha Fry Limited) | 604000 | FERNOX F1 C/HEATING PROTECTOR 500ML | 16.74
Water Treatment | Fernox (Alpha Fry Limited) | 608196 | FERNOX LP STEROX (DISINFECTANT) 1LTR | 38.95
Water Treatment | Adey Ltd | 610104 | ADEY MAGNACLEAN ATOM FILTER - BLACK | 80.12
Water Treatment | Adey Ltd | 609405 | ADEY MAGNACLEAN MICRO 2 FILTER | 68.48
Water Treatment | Adey Ltd | 609533 | ADEY MAGNACLEAN PROFESSIONAL 2 22MM BLK | 76.08
Water Treatment | Adey Ltd | 610115 | ADEY PRO3 SENSE MAGNETIC FILTER 22MM | 144.9
Water Treatment | Adey Ltd | 609494 | ADEY MAGNACLEAN PROFESSIONAL 2 XP 28MM | 150.51
Water Treatment | Adey Ltd | 608043 | ADEY MAGNACLEAN DUAL XP 35MM/42MM | 555.58
Water Treatment | Adey Ltd | 610105 | ADEY MAGNACLEAN ATOM 22MM & RAPIDE CHEMICAL PACK | 85.45
Water Treatment | Adey Ltd | 609406 | ADEY MAGNACLEAN MICRO 2 & CHEMICAL PACK | 92.51
Water Treatment | Adey Ltd | 609534 | ADEY MAGNACLEAN PRO 2 22MM & CHEMICAL PACK | 99.63
Water Treatment | Adey Ltd | 608071 | ADEY MC1+ CNTRAL HEATING PROTECTOR 500ML | 8.82
Water Treatment | Adey Ltd | 608072 | ADEY MC3+ CENTRAL HEATING CLEANER 500ML | 7.95
Water Treatment | Adey Ltd | 608073 | ADEY MC1+ RAPIDE PROTECTOR 300ML | 16.09
Water Treatment | Adey Ltd | 608074 | ADEY MC3+ RAPIDE CLEANER 300ML | 13.74
Water Treatment | Adey Ltd | 608056 | ADEY MC5 RAPIDFLUSH SYSTEM CLEANER 500ML | 12.49
Water Treatment | Adey Ltd | 609940 | CB HEATING SYSTEM CLEANER 500ML | 4.91
Water Treatment | Adey Ltd | 609939 | CB HEATING SYSTEM INHIBITOR 500ML | 5.4
Water Treatment | Adey Ltd | 609941 | CB HEATING SYSTEM POWER CLEANER 500ML | 8.84
Water Treatment | Adey Ltd | 609942 | CB QUICK DOSE INHIBITOR 300ML | 13.65
Water Treatment | Adey Ltd | 609943 | CB QUICK DOSE CLEANER 300ML | 15.05
Mixing Valves | RWC | 870116 | RWC EASIFIT 15MM 2IN1 UNION TMV | 38.21
Mixing Valves | RWC | 870117 | RWC EASIFIT 22MM 2IN1 UNION TMV | 45.47
Mixing Valves | RWC | 870118 | RWC EASIFIT 15MM 4IN1 UNION TMV | 51.71

## Fires & Stoves
Category | Product Code | Description | LNPG Price | Supplier Part No.
Electric Wall Mounted | 137458 | 38" AMARI FREESTANDING 2KW ELECTRIC FIRE - BLACK GLASS | 285.32 | 148768
Electric Wall Mounted | 137919 | 45" AVELLA GRANDE ELEC FIRE- 4 SIDE MATT BLACK TRIM | 388.84 | 19348
Electric Inset | 137804 | BANBURY 2KW ELECTRIC INSET STOVE | 265.19 | 133744
Electric Inset | 136907 | ASPEN ELECTRIC FIRE CHROME C/W SPACER FRAME | 226.82 | 128805
Surrounds - Micro marble with back panel and hearth | 150769 | BM 1150MM ISABELLE SURROUND MANILA | 368.68 | 7404
Surrounds - Micro marble with back panel and hearth | 137922 | LED DOWN LIGHTS WITH SENSOR | 56.23 | 3115
42" Barrowden Inglenook Complete (3 box Item)
Timber Electric Suite - Fire and surround | 430732 | COLMAN 1.8KW ELECTRIC STOVE MT-BLK W LOG BED | 146.72 | 19356
Stoves | 430729 | BROSELEY HEREFORD 5 ELECTRIC STOVE C/W REMOTE | 614.05 | 00216X
Stoves | 430735 | HEREFORD 5 WIDESCREEN MULTIFUEL STOVE MBLK | 795.63 | 26972
Stoves | 131285 | BE MODERN M-IGNITE5 5 WIDESCREEN | 552.29 | 26921
Stoves | 131286 | BE MODERN M-DESIRE5/ WIDESCREEN | 520.73 | 26913
Stoves | 430732 | COLMAN 1.8KW ELECTRIC STOVE MT-BLK W LOG BED | 146.72 | 19356

## Speedfit
CONTRACT PRICES ARE SET ON ALL SPEEDFIT PRODUCTS AND RANGES, NOT JUST THE PRODUCTS SHOWN BELOW. SPEAK TO YOUR WOLSELEY CONTACTS FOR MORE INFORMATION. SOME ITEMS ARE CHEAPER BOUGHT IN PACKS OF 10'S OR 50'S
Category | Product Code | Description | LNPG Price
Plastic Plumbing | 581387 | SPEEDFIT 25M COIL LAYFLAT PB PIPE 15 | 38.83
Plastic Plumbing | 581391 | SPEEDFIT 50M COIL LAYFLAT PB PIPE 22 | 155.78
Plastic Plumbing | 581392 | SPEEDFIT 50M COIL LAYFLAT PB PIPE 15 | 81.77
Plastic Plumbing | 581393 | SPEEDFIT 25M COIL LAYFLAT PB PIPE 22 | 73.99
Plastic Plumbing | 581415 | SPEEDFIT 50M COIL LAYFLAT PB PIPE 10 | 67.37
Plastic Plumbing | 581436 | SPEEDFIT 25M COIL LAYFLAT PB PIPE 10 | 37.04
Plastic Plumbing | 581437 | SPEEDFIT 50M COIL LAYFLAT PB PIPE 28 | 221.54
Plastic Plumbing | 517499 | SPEEDFIT 10MM X 25M BARRIER PIPE COIL | 30.53
Plastic Plumbing | 517500 | SPEEDFIT 10MM X 50M BARRIER PIPE COIL | 60.19
Plastic Plumbing | 517502 | SPEEDFIT 15MM X 25M BARRIER PIPE COIL | 32.29
Plastic Plumbing | 517503 | SPEEDFIT 15MM X 50M BARRIER PIPE COIL | 69.52
Plastic Plumbing | 517505 | SPEEDFIT 22MM X 25M BARRIER PIPE COIL | 68.19
Plastic Plumbing | 517506 | SPEEDFIT 22MM X 50M BARRIER PIPE COIL | 136.38
Plastic Plumbing | 517508 | SPEEDFIT 15MM X 150M BARRIER PIPE COIL | 208.6
Plastic Plumbing | 517509 | SPEEDFIT 15MM X 120M BARRIER PIPE COIL | 167.14
Plastic Plumbing | 517510 | SPEEDFIT 15MM X 2M BARRIER PIPE LENGTH | 2.77
Plastic Plumbing | 517511 | SPEEDFIT 15MM X 3M BARRIER PIPE LENGTH | 4.01
Plastic Plumbing | 517512 | SPEEDFIT 15MM X 6M BARRIER PIPE LENGTH | 8.01
Plastic Plumbing | 517513 | SPEEDFIT 22MM X 2M BARRIER PIPE LENGTH | 5.46
Plastic Plumbing | 517514 | SPEEDFIT 22MM X 3M BARRIER PIPE LENGTH | 7.28
Plastic Plumbing | 517515 | SPEEDFIT 22MM X 6M BARRIER PIPE LENGTH | 15.74
Plastic Plumbing | 517516 | SPEEDFIT 28MM X 3M BARRIER PIPE LENGTH | 10.8
Plastic Plumbing | 517517 | SPEEDFIT 28MM X 6M BARRIER PIPE LENGTH | 22.46
Plastic Plumbing | 517701 | SPEEDFIT 10MM STOP END PSE4610W | 1.76
Plastic Plumbing | 515702 | SPEEDFIT 15MM STOP END PSE4615W | 1.81
Plastic Plumbing | 515703 | SPEEDFIT 22MM STOP END PSE4622W | 2.21
Plastic Plumbing | 581362 | JG SPEEDFIT 28MM STOP END | 3.35
Plastic Plumbing | 517520 | SPEEDFIT 10MM STR CONNECTOR PEM0410W | 1.81
Plastic Plumbing | 517521 | SPEEDFIT 15MM STR CONNECTOR PEM0415W | 1.33
Plastic Plumbing | 517523 | SPEEDFIT 22MM STR CONNECTOR PEM0422W | 2.12
Plastic Plumbing | 517525 | SPEEDFIT 28MM STR CONNECTOR PEM0428W | 5.31
Plastic Plumbing | 517530 | SPEEDFIT 10MM ELBOW PEM0310W | 2.23
Plastic Plumbing | 517531 | SPEEDFIT 15MM ELBOW PEM0315W | 1.6
Plastic Plumbing | 517533 | SPEEDFIT 22MM ELBOW PEM0322W | 2.54
Plastic Plumbing | 517535 | SPEEDFIT 28MM ELBOW PEM0328W | 6.2
Plastic Plumbing | 517536 | SPEEDFIT 22MM X 15MM ELBOW PEM212215W | 3.71
Plastic Plumbing | 517540 | SPEEDFIT 10MM STEM ELBOW PEM221010W | 2.77
Plastic Plumbing | 517541 | SPEEDFIT 15MM STEM ELBOW PEM221515W | 3.12
Plastic Plumbing | 517542 | SPEEDFIT 22MM STEM ELBOW PEM222222W | 4.71
Plastic Plumbing | 517545 | SPEEDFIT 10MM EQUAL TEE PEM0210W | 2.56
Plastic Plumbing | 517546 | SPEEDFIT 15MM EQUAL TEE PEM0215W | 2.3
Plastic Plumbing | 517548 | SPEEDFIT 22MM EQUAL TEE PEM0222W | 3.4
Plastic Plumbing | 517550 | SPEEDFIT 28MM EQUAL TEE PEM0228W | 8.77
Plastic Plumbing | 517554 | SPEEDFIT 15MM X 10MM X 10MM REDUCING TEE | 4.01
Plastic Plumbing | 517555 | SPEEDFIT 15MM X 15MM X 10MM REDUCING TEE | 3.45
Plastic Plumbing | 517556 | SPEEDFIT 22MM X 22MM X 10MM REDUCING TEE | 3.85
Plastic Plumbing | 517557 | SPEEDFIT 22MM X 22MM X 15MM REDUCING TEE | 3.85
Plastic Plumbing | 517558 | SPEEDFIT 22MM X 15MM X 15MM REDUCING TEE | 3.85
Plastic Plumbing | 517559 | SPEEDFIT 15MM X 15MM X 22MM REDUCING TEE | 4.01
Plastic Plumbing | 517560 | SPEEDFIT 22MM X 15MM X 22MM REDUCING TEE | 3.85
Plastic Plumbing | 581351 | SPEEDFIT 28MM X 28MM X 10MM REDUCING TEE | 10.07
Plastic Plumbing | 517561 | SPEEDFIT 28MM X 22MM X 22MM REDUCING TEE | 10.07
Plastic Plumbing | 517562 | SPEEDFIT 28MM X 28MM X 22MM REDUCING TEE | 10.07
Plastic Plumbing | 517563 | SPEEDFIT 28MM X 22MM X 28MM REDUCING TEE | 10.07
Plastic Plumbing | 517610 | SPEEDFIT REDUCER PEM061510W 15MM X 10MM | 1.53
Plastic Plumbing | 517611 | SPEEDFIT REDUCER PEM062215W 22MM X 15MM | 2.01
Plastic Plumbing | 517612 | SPEEDFIT REDUCER PEM062822W 28MM X 22MM | 4.49
Plastic Plumbing | 517613 | SPEEDFIT REDUCER PEM062815W 28MM X 15MM | 4.32
Plastic Plumbing | 517718 | SPEEDFIT 22 X 15MM REDUCING STR COUPLING | 3.71
Plastic Plumbing | 517720 | SPEEDFIT 10MM SUPERSEAL PIPE INSERT | 0.26
Plastic Plumbing | 517721 | SPEEDFIT 15MM SUPERSEAL PIPE INSERT | 0.26
Plastic Plumbing | 517722 | SPEEDFIT 22MM SUPERSEAL PIPE INSERT | 0.36
Plastic Plumbing | 517723 | SPEEDFIT 28MM SUPERSEAL PIPE INSERT | 0.6
Plastic Plumbing | 517640 | JG SPEEDFIT 15STV STOPCOCK 15 | 6.68
Plastic Plumbing | 517641 | JG SPEEDFIT 22STV STOPCOCK 22 | 10.15
Plastic Plumbing | 517642 | SPEEDFIT 15MM BRASS STOP VALVE 15BSC | 14.81
Plastic Plumbing | 517645 | SPEEDFIT 15MM X 3/4" WASHING MACHINE TAP | 4.61
Plastic Plumbing | 517650 | SPEEDFIT 15MM EMERGENCY SHUT OFF TAP | 4.87
Plastic Plumbing | 517655 | SPEEDFIT 15MM DOUBLE CHECK VALVE 15DCV | 9.5
Plastic Plumbing | 517656 | SPEEDFIT 15MM DOUBLE CHECK VALVE 15DCSV | 10.97
Plastic Plumbing | 517661 | SPEEDFIT 10MM CP SERVICE VALVE 10HSV | 9.49
Plastic Plumbing | 517662 | SPEEDFIT 15MM CP SERVICE VALVE 15HSV | 11.39
Plastic Plumbing | 517663 | SPEEDFIT 22MM CP SERVICE VALVE 22HSV | 25.54
Plastic Plumbing | 518020 | SPEEDFIT 15MM SERVICE VALVE | 5.17
Plastic Plumbing | 518021 | SPEEDFIT 15MM X 1/2 BSP SERVICE VALVE | 8.55
Plastic Plumbing | 517665 | SPEEDFIT 15MM DRAIN COCK 15BDC | 6.1
Plastic Plumbing | 517667 | SPEEDFIT 15MM SERVICE VLV 15HSV-BRASS | 9.47
Plastic Plumbing | 517740 | SPEEDFIT 22MMX10MM 4WAY MANIFOLD 512210S | 7.96
Plastic Plumbing | 517741 | SPEEDFIT 22MM X 10MM 4PORT RAIL MANIFOLD | 16.15
Plastic Plumbing | 517742 | SPEEDFIT 22MM X 15MM 4PORT RAIL MANIFOLD | 16.15
Plastic Plumbing | 517792 | SPEEDFIT RADIATOR OUTLET PLATE | 3.6

## Multipanel
Grant Westfield Multipanel Price List - September 2025
MULTIPANEL CODES FOR WOLSELEY | WALL PANELS
| UNLIPPED | [5 empty] | HYDROLOCK
| 2400x1200 | Price | 2400x900 | Price | 2400x598 | Price | 2400x1200 | Price | 2400x900 | Price | 2400x598 | Price
CLASSIC
ANTIQUE MARBLE 701 | N56455 | 117.6 | N56456 | 117.6 | n/a |  | N56458 | 128.6 | N56459 | 128.6 | N56460 | 69.8
BLIZZARD G030 | C89047 | 117.61 | C89048 | 117.61 | n/a |  | C89050 | 128.61 | C89051 | 128.61 | C89052 | 69.81
CAPPUCCINO STONE 7256 | N55897 | 117.6 | N55898 | 117.6 | n/a |  | N55900 | 128.6 | N55899 | 128.6 | N55902 | 69.8
CLASSIC MARBLE 141 | N36619 | 117.6 | N36651 | 117.6 | n/a |  | N00832 | 128.6 | N00864 | 128.6 | N00896 | 69.8
FROST WHITE 049 | N36638 | 112.87 | N36670 | 117.6 | n/a |  | N00849 | 128.6 | N00881 | 128.6 | N00913 | 69.8
GREY MARBLE 139 | N36618 | 117.6 | N36650 | 117.6 | n/a |  | N00834 | 128.6 | N00866 | 128.6 | N00898 | 69.8
RIVEN MARBLE 9241 | N40704 | 117.6 | N40710 | 117.6 | n/a |  | N40722 | 128.6 | N40728 | 128.6 | N40734 | 69.8
RIVEN SLATE 2859 | N40705 | 117.6 | N40711 | 117.6 | n/a |  | N40723 | 128.6 | N40729 | 128.6 | N40735 | 69.8
STARDUST 3306 | N57516 | 124.49 | N57517 | 124.49 | n/a |  | N57519 | 135.03 | N57520 | 135.03 | N57521 | #N/A
TRAVERTINE 3526 | N36624 | 117.6 | N36656 | 117.6 | n/a |  | N00845 | 128.6 | N00877 | 128.6 | N00909 | 69.8
WHITE G85 | N36611 | 117.6 | N36643 | 117.6 | n/a |  | N00841 | 128.6 | N00873 | 128.6 | N00905 | 69.8
WHITE SNOW 3308 | N57522 | 124.49 | N57523 | 124.49 | n/a |  | N57525 | 135.03 | N57526 | 135.03 | N57527 | 72.76
CONTEMPORARY | UNLIPPED | [5 empty] | HYDROLOCK
| 2400X1200 | Price | 2400X900 | Price | 2400X598 | Price | 2400X1200 | Price | 2400X900 | Price | 2400X598 | Price
ARCTIC STONE 3331 | N55903 | 131.33 | N55904 | 131.33 | n/a |  | N55906 | 142.43 | N55905 | 142.43 | N55908 | 76.76
JUPITER SILVER 3458 | N57510 | 131.33 | N57511 | 131.33 | n/a |  | N57513 | 142.43 | N57514 | 142.43 | N57515 | 76.76
MARFIL CREAM 9477 | N57504 | 131.33 | N57505 | 131.33 | n/a |  | N57507 | 142.43 | N57508 | 142.43 | N57509 | 76.76
SENORA STONE 041 | N65893 | 131.33 | N65894 | 131.33 | n/a |  | N65887 | 142.43 | N65888 | 142.43 | N65889 | 73.81
TAVOLO TAUPE 7982 | N65890 | 131.33 | N65891 | 131.33 | n/a |  | N65884 | 142.43 | N65885 | 142.43 | N65886 | 73.81
LINDA BARKER | UNLIPPED | [5 empty] | HYDROLOCK
| 2400X1200 | Price | 2400X900 | Price | 2400X598 | Price | 2400X1200 | Price | 2400X900 | Price | 2400X598 | Price
BIANCA LUNA 3421 | N57612 | 150.99 | N57613 | 150.99 | n/a |  | N57615 | 162.14 | N57616 | 162.14 | N57617 | 86.66
BLACK PIETRA 6493 | N65959 | 150.99 | N65960 | 150.99 | n/a |  | N65950 | 162.15 | N65951 | 162.15 | N65952 | 87.19
CALACATTA MARBLE 3460 | N57618 | 150.99 | N57619 | 150.99 | n/a |  | N57621 | 162.13 | N57622 | 162.14 | N57623 | 86.66
CONCRETE ELEMENTS 8830 | N57636 | 150.99 | N57637 | 150.99 | n/a |  | N57639 | 162.14 | N57640 | 162.14 | N57641 | 86.66
CONCRETE FORMWOOD 6362 | N57624 | 150.99 | N57625 | 150.99 | n/a |  | N57627 | 162.14 | N57628 | 162.14 | N57629 | 86.66
CORTEN ELEMENTS 8832 | N57642 | 150.99 | N57643 | 150.99 | n/a |  | N57645 | 162.14 | N57646 | 162.14 | N57647 | 86.66
GRAPHITE ELEMENTS 8833 | N57648 | 150.99 | N57649 | 150.99 | n/a |  | N57651 | 162.14 | N57652 | 162.14 | N57653 | 86.66
ONYX MARBLE 5545 | N65962 | 150.99 | N65963 | 150.99 | n/a |  | N65953 | 162.15 | N65954 | 162.15 | N65955 | 87.19
SALVAGED PLANK ELMWOOD 9480 | N57678 | 150.99 | N57679 | 150.99 | n/a |  | N57681 | 162.14 | N57682 | 162.14 | N57683 | 86.66
SIENA MARBLE 9090 | N65965 | 150.99 | N69566 | #N/A | n/a |  | N65956 | 162.15 | N65957 | 162.15 | N65958 | 87.19
STONE ELEMENTS 8831 | N57654 | 150.99 | N57655 | 150.99 | n/a |  | N57657 | 162.14 | N57658 | 162.14 | N57659 | 86.66
PURE | WALL PANELS
| UNLIPPED 2400X1200 | Price | HYDROLOCK 2400X1200 | Price | HYDROLOCK 2400X598 | Price | UNLIPPED 2700X1200 | Price | HYDROLOCK 2700X1200 | Price | HYDROLOCK 2400X598 | Price
ALPINE WHITE 1100 | N65912 | 135.87 | N65896 | 147.03 | N67542 | 79.33 | N67526 | 156.11 | N67510 | 168.94 | N67492 | 77.7
ANTIQUE ROSE 7716 | N65911 | 135.87 | N65897 | 147.03 | N67543 | 79.33 | N67521 | 156.11 | N67520 | 168.94 | N67487 | 77.7
CREMONA MARBLE 0229 | N67455 | 86.87 | N67453 | 86.87 | N67448 | 86.87 | N67454 | 86.87 | N67517 | 186.3 | N67449 | 86.87
CRYSTAL MARBLE 0800 | N67457 | 86.87 | N67452 | 86.87 | N67451 | 86.87 | N67456 | 86.87 | N67513 | 186.3 | N67450 | 86.87
DUST GREY 732 | N65914 | 135.87 | N65899 | 147.03 | N67550 | 79.33 | N67533 | 156.11 | N67504 | 168.94 | N67499 | 77.7
MISTY BLUE 5224 | N65917 | 135.87 | N65902 | 147.03 | N67547 | 79.33 | N67529 | 156.11 | N67505 | 168.94 | N67496 | 77.7
MONUMENT GREY 780 | N65918 | 135.87 | N65903 | 141.38 | N67553 | 79.33 | N67525 | 156.11 | N67512 | 168.94 | N67491 | 77.7
SAGE GREEN 7356 | N65919 | 135.87 | N65904 | 147.03 | N67549 | 79.33 | N67532 | 156.11 | N67503 | 168.94 | N67498 | 77.7
TAUPE GREY 4854 | N65920 | 135.87 | N65905 | 147.03 | N67551 | 79.33 | N67535 | 156.11 | N67502 | 168.94 | N67500 | 77.7
WHITE GREY 7283 | N65922 | 135.87 | N65907 | 147.03 | N67552 | 79.33 | N67534 | 156.11 | N67511 | 168.94 | N67501 | 77.7
BLACK MINERAL 4242 | N65913 | 150.99 | N65898 | 155.92 | N67546 | 87.49 | N67530 | 173.49 | N67508 | 186.3 | N67495 | 85.7
GREY MINERAL 487 | N65915 | 150.99 | N65900 | 162.15 | N67545 | 87.49 | N67528 | 173.49 | N67507 | 186.3 | N67494 | 85.7
LEVANTO MARBLE 812 | N65916 | 150.99 | N65901 | 162.15 | N67554 | 87.49 | N67524 | 173.49 | N67514 | 186.3 | N67490 | 85.7
VALMASINO MARBLE 074 | N65921 | 150.99 | N65906 | 162.15 | N67540 | 87.49 | N67522 | 173.49 | N67516 | 186.3 | N67489 | 85.7
WHITE GYPSUM 637 | N65923 | 150.99 | N65908 | 162.15 | N67548 | 87.49 | N67531 | 173.49 | N67506 | 186.3 | N67497 | 85.7
WHITE MINERAL 486 | N65924 | 150.99 | N65909 | 162.15 | N67544 | 87.49 | N67527 | 173.49 | N67509 | 186.3 | N67493 | 85.7
WHITE TERRAZZO 020 | N65925 | 150.99 | N65910 | 162.15 | N67541 | 87.49 | N67523 | 173.49 | N67515 | 186.3 | N67488 | 85.7
TILE | WALL PANELS HYDROLOCK
| HERRINGBONE 2400X598 | Price | METRO TILE 2400X598 | Price | LARGE TILE 2400X598 | Price | XL OFFSET A 2400X598 | Price | XL OFFSET B 2400X598 | Price
ALPINE WHITE 1100 | N65941 | 91.99 | N65926 | 91.99 | N16414 | 91.43 | n/a |  | n/a
ANTIQUE ROSE 7716 | N65942 | 91.99 | N65927 | 91.99 | N65935 | 91.33 | n/a |  | n/a
DUST GREY 732 | N65943 | 91.99 | N65928 | 91.99 | N16415 | 91.43 | n/a |  | n/a
MISTY BLUE 5224 | N65945 | 91.99 | N65930 | 91.99 | N65937 | 91.99 | n/a |  | n/a
MONUMENT GREY 780 | N65946 | 91.99 | N65931 | 88.46 | N16418 | 91.43 | n/a |  | n/a
SAGE GREEN 7356 | N65947 | 91.99 | N65932 | 91.99 | N65938 | 88.46 | n/a |  | n/a
TAUPE GREY 4854 | N65948 | 91.99 | N65933 | 88.46 | N65939 | 91.99 | n/a |  | n/a
WHITE GREY 7283 | N65949 | 88.46 | N65934 | 91.99 | N65940 | 91.99 | n/a |  | n/a
BLACK MINERAL 4242 | n/a | n/a | n/a | n/a | N65936 | #N/A | n/a |  | n/a
CREMONA MARBLE 0229 | n/a | n/a | n/a | n/a | N67467 | 86.87 | N67465 | 86.87 | N67466 | 86.87
CRYSTAL MARBLE 0800 | n/a | n/a | n/a | n/a | N67460 | 85.05 | N67458 | 85.05 | N67459 | 85.05
GREY MINERAL 487 | n/a | n/a | n/a | n/a | N16416 | 96.39 | n/a |  | n/a
LEVANTO MARBLE 812 | N65944 | 96.39 | N65929 | 96.39 | N16417 | 96.39 | n/a |  | n/a
VALMASINO MARBLE 074 | n/a | n/a | n/a | n/a | N16419 | 96.39 | N67463 | 86.87 | N67464 | 86.87
WHITE GYPSUM 637 | n/a | n/a | n/a | n/a | N16420 | 96.39 | n/a |  | n/a
WHITE MINERAL 486 | n/a | n/a | n/a | n/a | N16421 | 96.39 | n/a |  | n/a
WHITE TERRAZZO 020 | n/a | n/a | n/a | n/a | N16422 | 96.39 | N67461 | 85.05 | N67462 | 86.87
WALL PANEL 2450MM PROFILES
| WHITE | Price | MATT BLACK | Price | CHROME | Price | SATIN | Price | B BRASS | Price | MILL FINISH | Price
TYPE A - INTERNAL CORNER | N36714 | 11.5 | N67439 | 10.17 | N36724 | 21.41 | N36709 | 10.43 | N67438 | 14.09 | n/a | n/a
TYPE B - EXTERNAL CORNER | N36715 | 13.09 | N67440 | 11.6 | N36725 | 22.08 | N36710 | 12.03 | n/a | n/a | n/a | n/a
TYPE C - END CAP | N36716 | 7.18 | N67442 | 6.36 | N36726 | 19.34 | N36711 | 5.93 | N67441 | 11.19 | n/a | n/a
TYPE D - MID-JOINT | N36717 | 9.17 | N67443 | 8.11 | N36727 | 16.94 | N36712 | 8.09 | N67444 | 11.31 | n/a | n/a
TYPE X - BASE PROFILE | n/a | n/a | n/a | n/a | n/a | n/a | C89053 | 11.03 | n/a | n/a | n/a | n/a
TYPE Y - LAST CORNER | C80044 | 10.62 | N67445 | 10.17 | C80042 | 19.79 | C80043 | 9.64 | n/a | n/a | n/a | n/a
TYPE 100 - FLUSH CORNER | C80048 | 15.13 | N67435 | 14.49 | C80046 | 26.31 | C80047 | 13.92 | N67434 | 19.26 | n/a | n/a
TYPE 101 INVISIBLE CORNER | n/a | n/a | n/a | n/a | n/a | n/a | n/a | n/a | n/a | n/a | N51945 | 12.98
TYPE 102 ANGLE PROFILE | N16426 | 11.22 | N67437 | 9.94 | N16424 | 20.69 | N16425 | 9.57 | N67436 | 13.41 | n/a | n/a
SEAL KIT 2x1.85M | N00916 | 38.05 | n/a | n/a | n/a | n/a | n/a | n/a | n/a | n/a | n/a | n/a
WALL PANEL 2750MM PROFILES
| WHITE | Price | MATT BLACK | Price | CHROME | Price | SATIN | Price | B BRASS | Price | MILL FINISH | Price
TYPE A - INTERNAL CORNER | N67475 | 12.29 | N67476 | 12.29 | N67478 | 22.24 | N67474 | 11.14 | N67477 | 17 | n/a | n/a
TYPE C - END CAP | N67483 | 7.67 | N67481 | 7.67 | N67480 | 20.08 | N67482 | 6.34 | N67479 | 13.51 | n/a | n/a
TYPE 101 INVISIBLE CORNER | n/a | n/a | n/a | n/a | n/a | n/a | n/a | n/a | n/a | n/a | N67468 | 13.9
TYPE 102 ANGLE PROFILE | N67473 | 12 | N67471 | 12 | N67470 | 21.51 | N67472 | 10.24 | N67469 | 16.2 | n/a | n/a
|  | ACCESSORIES |  |  | NATUREPANEL |  | HYDROLOCK 2400 x 598 | Price
|  |  | Price |  | BLEACHED CUNEO OAK |  | C80089 | 119.77
HI-GRAB ADHESIVE/SEALANT - WHITE |  | N42408 | 7.92 |  | BROWN CUNEO OAK |  | C80090 | 119.77
HI-GRAB ADHESIVE/SEALANT - DARK GREY |  | N36755 | 15.07 |  | WARMIA WALNUT |  | C80088 | 119.77
HI-GRAB ADHESIVE/SEALANT - LIGHT GREY |  | N36744 | 9.53 |  | ACCESSORIES
HI-GRAB ADHESIVE/SEALANT - CREAM |  | C80037 | 11.92 |  | GRAPHITE GREY |  | C80091 | 11.23
SILICONE SEALANT - CLEAR |  | N27252 | 8.99
SILICONE SEALANT - WHITE |  | N27253 | 8.99
| CLICK FLOORING 1.84M2 | [5 empty] | CLICK FLOORING 1.84M2
| TILES | Price |  |  |  |  | PLANKS | Price
RIMINI | N42397 | 76.81 |  | ASPEN OAK |  |  | N42401 | 73.98
SICILIA | N42396 | 76.81 |  | DRIFTWOOD GREY OAK |  |  | C80016 | 69.34
URBAN ANTHRACITE GREY | C80020 | 71.99 |  | MARKHAM CALHOUN OAK |  |  | N42402 | 73.98
| TILE GROUT FLOORING 1.64M2 | [5 empty] | CHEVRON FLOORING 2.29M2
| TILES | Price |  |  |  |  | PLANKS | Price
MONZA |  |  |  | BOLSENA |  |  | N63948 | 99.39
SALERNO | N67446 | 59.03 |  | PRESPA |  |  | N63947 | 99.4
VICENZA | N67447 | 59.03 |  | COMO |  |  | N63949 | 99.4
Prices correct as of 1st January 2025 and are subject to change. All prices exclude VAT.

## Bathrooms
Product Code | Description | Category | Supplier Name | LNPG Price
J12953 | GROHE DUAL FLUSH ADAGIO CONC CISTERN BOTTOM FILL+ INC BUTTON | Concealed cistern | GROHE | 44.99
J12954 | GROHE DUAL FLUSH ADAGIO CONC CISTERN SIDE FILL+ INC BUTTON | Concealed cistern | GROHE | 44.43
B55254 | GROHE RAPID 3-IN-1 SL WC 1.13M COSMO (FRAME INC PLATE) | WC Frame Inc F/plate | GROHE | 153.6
B55240 | GROHE RAPID 3-IN-1 SL WC 0.82M COSMO (FRAME INC PLATE) | WC Frame Inc F/plate | GROHE | 177.69
B24004 | * NAB DUAL FLUSH CABLE FLUSH VALVE | Cistern Spares | Wolseley (Nabis) | 17.33
B24008 | * NAB UNIVERSAL TELESCOPIC SYPHON | Cistern Spares | Wolseley (Nabis) | 11.72
B24010 | * NAB UNIVERSAL B/E FIXING PACK | Cistern Spares | Wolseley (Nabis) | 31.7
A03209 | * NAB TAYLOR 1700X850 LH P SHAPE SHOWER BATH | Baths, panels & screens | Wolseley (Nabis) | 150.14
A03210 | * NAB TAYLOR 1700X850 RH P SHAPE SHWR BATH | Baths, panels & screens | Wolseley (Nabis) | 150.14
A03211 | * NAB TAYLOR 1700 P SHAPE SHOWER BATH FRONT PANEL | Baths, panels & screens | Wolseley (Nabis) | 42.53
A03214 | * NAB TAYLOR 1500 P SHAPE SHOWER BATH FRONT PANEL | Baths, panels & screens | Wolseley (Nabis) | 44.22
A03215 | * NAB TAYLOR 750 P SHAPE SHOWER BATH END PANEL | Baths, panels & screens | Wolseley (Nabis) | 22.16
A03216 | * NAB GARLAND 1700X850 LH L SHAPE SHWR BATH | Baths, panels & screens | Wolseley (Nabis) | 158.68
A03217 | * NAB GARLAND 1700X850 RH L SHAPE SHWR BATH | Baths, panels & screens | Wolseley (Nabis) | 158.68
A03218 | * NAB GARLAND 1700 L SHAPE SHOWER BATH FRONT PANEL | Baths, panels & screens | Wolseley (Nabis) | 49.4
A03242 | * NAB MODERN ROUND FREESTANDING BATH 1700X800X580 | Baths, panels & screens | Wolseley (Nabis) | 650.12
A03243 | * NAB D-SHAPE BTW FREESTANDING BATH 1700X800X580 | Baths, panels & screens | Wolseley (Nabis) | 686.25
A03064 | * NAB TRADITIONAL FREESTANDING ROLL TOP BATH NTH/INC FET | Baths, panels & screens | Wolseley (Nabis) | 516.05
A03066 | * NAB MODERN FREESTANDING BATH NTH / INC WASTE | Baths, panels & screens | Wolseley (Nabis) | 628.88
A03067 | * NAB CONTEMP FREESTANDING BATH NTH/INC WASTE | Baths, panels & screens | Wolseley (Nabis) | 568.72
E01232 | * NABIS HEPBURN 1700X750 NTH SHWR BATH | Baths, panels & screens | Wolseley (Nabis) | 149.32
A03202 | * NABIS JONES 1700 X 700 NTH BATH | Baths, panels & screens | Wolseley (Nabis) | 111.53
A03203 | * NABIS JONES 1700 X 750 NTH BATH | Baths, panels & screens | Wolseley (Nabis) | 129.17
A03233 | * NABIS 1800MM FRONT PANEL | Baths, panels & screens | Wolseley (Nabis) | 46.66
A03230 | * NABIS 1700MM FRONT PANEL | Baths, panels & screens | Wolseley (Nabis) | 17.77
A03231 | * NABIS 1600MM FRONT PANEL | Baths, panels & screens | Wolseley (Nabis) | 19.14
A03238 | * NAB 1500MM FRONT PANEL S/STRONG | Baths, panels & screens | Wolseley (Nabis) | 39.19
A03239 | * NAB 1600MM FRONT PANEL S/STRONG | Baths, panels & screens | Wolseley (Nabis) | 39.19
A03240 | * NAB 1700MM FRONT PANEL S/STRONG | Baths, panels & screens | Wolseley (Nabis) | 39.19
A03234 | * NABIS 700MM END PANEL | Baths, panels & screens | Wolseley (Nabis) | 11.46
A03235 | * NABIS 750MM END PANEL | Baths, panels & screens | Wolseley (Nabis) | 11.46
E01227 | * NABIS 800MM END BATH PANEL | Baths, panels & screens | Wolseley (Nabis) | 12.11
A03232 | * NABIS 1500MM FRONT PANEL | Baths, panels & screens | Wolseley (Nabis) | 19.14
E01215 | * NABIS 1700 WATERPROOF FRONT BATH PANEL | Baths, panels & screens | Wolseley (Nabis) | 53.82
E01216 | * NABIS 1800 WATERPROOF FRONT BATH PANEL | Baths, panels & screens | Wolseley (Nabis) | 60.55
E01217 | * NABIS 700 WATERPROOF END BATH PANEL | Baths, panels & screens | Wolseley (Nabis) | 26.91
E01218 | * NABIS 800 WATERPROOF END BATH PANEL | Baths, panels & screens | Wolseley (Nabis) | 28.6
T41966 | * NABIS 6MM 2PC RAD BATHSCREEN 1000X1400MM | Baths, panels & screens | Wolseley (Nabis) | 49.23
T41967 | * NABIS 6MM 2PC SQ BATHSCREEN 1000X1400MM | Baths, panels & screens | Wolseley (Nabis) | 47.69
T41936 | * NABIS 6MM RADIUS BATHSCREEN 800X1400MM | Baths, panels & screens | Wolseley (Nabis) | 42.68
T41965 | * NABIS 6MM SQUARE BATHSCREEN 800X1400MM | Baths, panels & screens | Wolseley (Nabis) | 40
T41937 | * NABIS 6MM P SHAPED BATHSCREEN | Baths, panels & screens | Wolseley (Nabis) | 69.98
T41938 | * NABIS 6MM L SHAPED BATHSCREEN | Baths, panels & screens | Wolseley (Nabis) | 76.34
A03068 | * NAB KELLY 1600X700 2TH TWIN GRIP 5MM BATH | Baths, panels & screens | Wolseley (Nabis) | 141.18
A03069 | * NAB KELLY 1700X700 2TH TWIN GRIP 5MM BATH | Baths, panels & screens | Wolseley (Nabis) | 141.18
B61010 | * NAB STEEL BATH 1700X700 2TH TWIN GRIP ANTI SLIP | Baths, panels & screens | Wolseley (Nabis) | 152.8
A01895 | TWYFORD CELTIC STEEL 1700MM 2TH ANTI SLIP TWIN GRIP BATH INC LEGS & GRIPS | Baths, panels & screens | Twyford / Geberit | 113.75
A01892 | TWYFORD CELTIC STEEL 1600MM 2TH ANTI SLIP TWIN GRIP BATH INC LEGS & GRIPS | Baths, panels & screens | Twyford / Geberit | 126.52
A01898 | TWYFORD CELTIC STEEL 1500MM 2TH ANTI SLIP TWIN GRIP BATH INC LEGS & GRIPS | Baths, panels & screens | Twyford / Geberit | 115.23
A01899 | TWYFORD CELTIC STEEL 140L 1700MM 2TH ANTI SLIP TWIN GRIP BATH INC LEGS & GRIPS | Baths, panels & screens | Twyford / Geberit | 116.02
A61920 | NEW CALLISTO GN7121 1700 FRONT PANEL WH | Baths, panels & screens | Twyford / Geberit | 55.67
A60100 | TWYFORD OMNIFIT PP2171 1700MM FRONT PANEL WHITE | Baths, panels & screens | Twyford / Geberit | 28.73
A61900 | TWYFORD OMNIFIT PP2175 1500MM FRONT PANEL WHITE | Baths, panels & screens | Twyford / Geberit | 27.04
A61100 | TWYFORD OMNIFIT PP2172 800MM END PANEL WHITE | Baths, panels & screens | Twyford / Geberit | 19.37
B61015 | * NAB STL BATH 1500X700MM 2TH TWIN GRIP ANTI SLIP | Baths, panels & screens | Wolseley (Nabis) | 125.12
B61014 | * NAB STL BATH 1600X700MM 2TH TWIN GRIP ANTI SLIP | Baths, panels & screens | Wolseley (Nabis) | 129.52
A03204 | * NABIS BARDOT 1700 X 700 NTH BATH | Baths, panels & screens | Wolseley (Nabis) | 105.97
A03070 | * NABIS BARDOT 1700 X 700 2TH BATH | Baths, panels & screens | Wolseley (Nabis) | 105.97
A03205 | * NABIS BARDOT 1600 X 700 NTH BATH | Baths, panels & screens | Wolseley (Nabis) | 111.54
A03206 | * NABIS BARDOT 1500 X 700 NTH BATH | Baths, panels & screens | Wolseley (Nabis) | 109.87
E01180 | * NABIS BARDOT 1800X800 NTH BATH | Baths, panels & screens | Wolseley (Nabis) | 144.92
E01182 | * NABIS BARDOT 1700X750 NTH BATH DBL END | Baths, panels & screens | Wolseley (Nabis) | 133.25
E01183 | * NABIS BARDOT 1800X800 NTH BATH DBL END | Baths, panels & screens | Wolseley (Nabis) | 148.25
A03219 | * NAB GARLAND 1500X750 LH L SHWR BATH | Baths, panels & screens | Wolseley (Nabis) | 165.02
A03220 | * NAB GARLAND 1500X750 RH L SHWR BATH | Baths, panels & screens | Wolseley (Nabis) | 165.02
A03221 | * NAB GARLAND 1500 L SH SHW BATH FRT PNL | Baths, panels & screens | Wolseley (Nabis) | 55.33
A03222 | * NAB GARLAND 750 L SHP SHW BATH END PNL | Baths, panels & screens | Wolseley (Nabis) | 22.16
A03223 | * NABIS CAMPBELL 1700X750 LH J SHP BATH | Baths, panels & screens | Wolseley (Nabis) | 157.13
A03224 | * NABIS CAMPBELL 1700X750 RH J SHP BATH | Baths, panels & screens | Wolseley (Nabis) | 157.13
A03225 | * NABIS CAMPBELL 1700X750 J SHP FR PANEL | Baths, panels & screens | Wolseley (Nabis) | 105.51
A03226 | * NAB MINELLI 1690X700 LH SPACE SV BATH | Baths, panels & screens | Wolseley (Nabis) | 158.64
A03228 | * NAB MINELLI 1690 SPACE SV BATH FRT PNL | Baths, panels & screens | Wolseley (Nabis) | 59.56
D06882 | MERLYN FIXED PANEL BATH SCREEN 800X1500 BLACK | Baths, panels & screens | Merlyn Showers | 113.81
D06881 | MERLYN HINGD 2PNLD BATH SCREEN L 900X1500 BLACK | Baths, panels & screens | Merlyn Showers | 276.44
D28959 | IONIC CURTAIN RAIL BATH SCREEN | Baths, panels & screens | Merlyn Showers | 91.85
D03646 | MERLYN MB5A CURTAIN RAIL BATH SCREEN 300X1800 | Baths, panels & screens | Merlyn Showers | 91.85
310587 | LAMONE BATHROOM SUITE STANDARD BATH | LNPG Bathroom Packs | Wolseley (Nabis) | 395.01
310583 | VECTOR CLOAKROOM PACK | LNPG Bathroom Packs | Wolseley (Nabis) | 184.99
310585 | LAMONE CLOAKROOM PACK | LNPG Bathroom Packs | Wolseley (Nabis) | 180.01
A03802 | * NAB AFFINITY 550MM BASIN WHITE | Sanitaryware | Wolseley (Nabis) | 39.14
A03803 | * NAB AFFINITY 400MM BASIN WHITE | Sanitaryware | Wolseley (Nabis) | 44.6
A03805 | * NAB AFFINITY FULL PEDESTAL WHITE | Sanitaryware | Wolseley (Nabis) | 31.9
A03806 | * NAB AFFINITY CLOSE COUPLED PAN WHITE | Sanitaryware | Wolseley (Nabis) | 98.72
A22202 | * NAB AFFINITY CLOSE COUPLED CIS WH | Sanitaryware | Wolseley (Nabis) | 59.17
A03808 | * NAB AFFINITY WALL HUNG PAN WHITE | Sanitaryware | Wolseley (Nabis) | 70.86
A05652 | * NAB LILLY SC SEAT/QCK RELEASE TOP FIX | Sanitaryware | Wolseley (Nabis) | 16.83
A21971 | * NAB PRIDE2 CC SOFT CLOSE SEAT/COVER WH | Sanitaryware | Wolseley (Nabis) | 21.85
A21972 | * NAB PRIDE2 BTW SC SEAT WHITE | Sanitaryware | Wolseley (Nabis) | 24.74
B24016 | * NAB CONCEALED CISTERN AND BUTTON | Sanitaryware | Wolseley (Nabis) | 26.5
B24017 | * NAB CONCEALED CISTERN SIDE ENTRY | Sanitaryware | Wolseley (Nabis) | 25.24
B24085 | * NABIS 0.8M WC FRAME INC PLATE | Sanitaryware | Wolseley (Nabis) | 139.86
B24084 | * NAB 1M WALLHUNG WC FRAME CISTERN&PLATE | Sanitaryware | Wolseley (Nabis) | 135.48
B24014 | * NABIS CHROME PUSH PLATE | Sanitaryware | Wolseley (Nabis) | 34.47
B61018 | CB 550MM 1TH BASIN WHITE | Sanitaryware | Wolseley (Nabis) | 27.44
B61020 | CB FULL PEDESTAL WHITE | Sanitaryware | Wolseley (Nabis) | 25.26
B61021 | CB CLOSE COUPLED PAN WHITE | Sanitaryware | Wolseley (Nabis) | 42.88
B61022 | CB 6/3L P/BUTTON CISTERN WHITE | Sanitaryware | Wolseley (Nabis) | 43.28
B61024 | * NAB PRIDE 550MM 1TH BASIN WH | Sanitaryware | Wolseley (Nabis) | 31.42
B61025 | * NAB PRIDE 550MM 2TH BASIN WH | Sanitaryware | Wolseley (Nabis) | 26.21
B61026 | * NAB PRIDE 600MM 1TH BASIN WH | Sanitaryware | Wolseley (Nabis) | 29.34
B61027 | * NAB PRIDE 600MM 2TH BASIN WH | Sanitaryware | Wolseley (Nabis) | 27.37
B61028 | * NAB PRIDE 450MM 1TH HANDRINSE BASIN WH | Sanitaryware | Wolseley (Nabis) | 28
B61032 | * NAB PRIDE FULL PEDESTAL WH | Sanitaryware | Wolseley (Nabis) | 31.18
B61036 | * NAB PRIDE CC PAN WH | Sanitaryware | Wolseley (Nabis) | 44.94
B61037 | * NAB PRIDE BTW PAN WH | Sanitaryware | Wolseley (Nabis) | 104.02
B61038 | * NAB PRIDE WALL HUNG PAN WH | Sanitaryware | Wolseley (Nabis) | 54.14
B61083 | * NAB PRIDE 6/3L PUSH BUTTON CISTERN WH | Sanitaryware | Wolseley (Nabis) | 41.88
B61621 | * NAB ALIA PUSH BUTTON CISTERN (CC PAN) | Sanitaryware | Wolseley (Nabis) | 27.57
B61625 | * NAB ALIA 550MM 1TH BASIN | Sanitaryware | Wolseley (Nabis) | 26.04
B61626 | * NAB ALIA 550MM 2TH BASIN | Sanitaryware | Wolseley (Nabis) | 23.11
B61628 | * NAB LAMONE CC HO PAN | Sanitaryware | Wolseley (Nabis) | 52.7
B61734 | * NAB LAMONE PUSH BUTTON CIS (CC PAN) | Sanitaryware | Wolseley (Nabis) | 26.67
B61696 | * NAB LAMONE II PREMIUM SC SEAT & COVER | Sanitaryware | Wolseley (Nabis) | 34.8
B61632 | * NAB LAMONE BTW HO PAN | Sanitaryware | Wolseley (Nabis) | 47.5
B61633 | * NAB LAMONE 500MM 1TH BASIN | Sanitaryware | Wolseley (Nabis) | 23.86
B61634 | * NAB LAMONE FULL PEDESTAL | Sanitaryware | Wolseley (Nabis) | 12.66
B61643 | * NAB CENTURY TRADITIONAL 4 PIECE PACK | Sanitaryware | Wolseley (Nabis) | 316.58
B61645 | * NAB LAMONE/ALIA 4 PIECE PACK | Sanitaryware | Wolseley (Nabis) | 124.59
B61662 | * NAB VECTOR II 550MM 1 TH BASIN | Sanitaryware | Wolseley (Nabis) | 34.51
B61663 | * NAB VECTOR II FULL PEDESTAL | Sanitaryware | Wolseley (Nabis) | 14.16
B61664 | * NAB VECTOR II CC HORIZ OUTLET PAN | Sanitaryware | Wolseley (Nabis) | 51.55
B61746 | * NAB VECTOR II PUSH BTN CISTERN CCPAN | Sanitaryware | Wolseley (Nabis) | 33.65
B61666 | * NAB VECTOR II BTW HORIZ OUTLET PAN | Sanitaryware | Wolseley (Nabis) | 57.17
B61735 | * NAB VECTOR II SOFT CLOSE SEAT&COVER | Sanitaryware | Wolseley (Nabis) | 19.04
B61670 | * NABIS ARNO SQUARE CC PAN | Sanitaryware | Wolseley (Nabis) | 106.82
B61671 | * NABIS ARNO SQUARE 600 PREMIUM SC SEAT | Sanitaryware | Wolseley (Nabis) | 23.71
B61672 | * NABIS ARNO 550MM 1TH BASIN | Sanitaryware | Wolseley (Nabis) | 42.12
B61679 | * NABIS ARNO ROUND CC PAN | Sanitaryware | Wolseley (Nabis) | 91.74
B61680 | * NABIS ARNO ROUND DELUXE SC SEAT & COVE | Sanitaryware | Wolseley (Nabis) | 22.69
B61681 | * NABIS ARNO CC CISTERN | Sanitaryware | Wolseley (Nabis) | 56.84
B61682 | * NABIS ARNO SQUARE PEDESTAL | Sanitaryware | Wolseley (Nabis) | 15.83
G51708 | * NABIS TRADITIONAL FULL PEDESTAL | Sanitaryware | Wolseley (Nabis) | 51.96
G51709 | * NABIS TRADITIONAL 560MM BASIN 2TH | Sanitaryware | Wolseley (Nabis) | 71
G51713 | * NABIS TRADITIONAL 500MM BASIN 2TH | Sanitaryware | Wolseley (Nabis) | 64.63
G51718 | * NABIS TRADITIONAL TOILET PAN C/C | Sanitaryware | Wolseley (Nabis) | 104.77
G51719 | * NABIS TRADITIONL CC CISTERNC/WCERLEVER | Sanitaryware | Wolseley (Nabis) | 76.49
G51742 | WALNUT TRAD WOODEN TOILET SEAT (CARLTON) | Sanitaryware | Wolseley (Nabis) | 100.92
B47402 | ALCONA AR1148 WC PAN HO WHITE | Sanitaryware | Twyford / Geberit | 49.36
B47403 | ALCONA AR2342 CISTERN 4/2.6L WHITE | Sanitaryware | Twyford / Geberit | 53.83
B47410 | ALCONA AR4212 BASIN 550MM 2TH WHITE | Sanitaryware | Twyford / Geberit | 37.51
B47419 | ALCONA AR4812 H'RINSE BASIN 40CM 2TH WH | Sanitaryware | Twyford / Geberit | 32.82
C08083 | TWYFORD ALCONA ROUND FULL PEDESTAL | Sanitaryware | Twyford / Geberit | 34.82
P07588 | SELNOVA CC TOILET PAN HORIZONTAL OUTLET | Sanitaryware | Twyford / Geberit | 71.7
P07586 | SELNOVA CC CISTERN PUSH BUTTON BSIO | Sanitaryware | Twyford / Geberit | 62.91
P03666 | SELNOVA SEAT & COVER METAL BOTTOM FIX HINGE | Sanitaryware | Twyford / Geberit | 31.08
P07558 | SELNOVA WASHBASIN 550X440 2TH | Sanitaryware | Twyford / Geberit | 48.28
P71206 | GEBERIT SELNOVA FULL PEDESTAL | Sanitaryware | Twyford / Geberit | 35.16
J01071 | TWYFORD OT1148WH OPTION WC CC PAN | Sanitaryware | Twyford / Geberit | 43.58
J57806 | TWYFORD OPTION OT2396 PUSH BUTTON DUAL FLUSH CISTERN | Sanitaryware | Twyford / Geberit | 56.16
J57818 | TWYFORD OPTION OT7815WH SEAT AND COVER | Sanitaryware | Twyford / Geberit | 26.32
B79344 | TWYFORD OPTION OT4910 PEDESTAL | Sanitaryware | Twyford / Geberit | 22.65
J04077 | TWYFORD OPTION OT4212 550MM 2TH WASHBASIN | Sanitaryware | Twyford / Geberit | 26.46
A05665 | * NAB SWISH BASIN PILLAR TAPS BLACK MATT | Taps | Wolseley (Nabis) | 33
A05666 | * NAB SWISH BSN PILLAR TAPS BRUSHED BRASS | Taps | Wolseley (Nabis) | 35.5429
A05668 | * NAB SWISH BASIN MIXER BLACK MATT | Taps | Wolseley (Nabis) | 32.8462
A05669 | * NAB SWISH BASIN MIXER BRUSHED BRASS | Taps | Wolseley (Nabis) | 38.1231
A05671 | * NAB SWISH 2THE BATH FILLER BLACK MATT | Taps | Wolseley (Nabis) | 46.3385
A05672 | * NAB SWISH 2TH BATH FILLER BRUSHED BRSS | Taps | Wolseley (Nabis) | 50.2769
A05674 | * NAB SWISH 2TH BASIN MIXER & KIT BLACK MATT | Taps | Wolseley (Nabis) | 56.6615
A05675 | * NAB SWISH 2TH BSM MIXER & KIT BRUSHED BRASS | Taps | Wolseley (Nabis) | 64.5692
A05660 | * NAB 1887 BASIN PILLAR TAPS CP | Taps | Wolseley (Nabis) | 20.7429
A05661 | * NAB 1887 BASIN MIXER CP | Taps | Wolseley (Nabis) | 25.6308
A05662 | * NAB 1887 BATH FILLER CP | Taps | Wolseley (Nabis) | 46.1692
A05663 | * NAB 1887 BATH/SHW MXR & KIT CP | Taps | Wolseley (Nabis) | 59.3714
A05676 | * NAB HAMPTON PILLAR TAPS CP | Taps | Wolseley (Nabis) | 27.2182
A05677 | * NAB HAMPTON BASIN MIXER CP | Taps | Wolseley (Nabis) | 26.7636
A05678 | * NAB HAMPTON SHOWER MIXER CP | Taps | Wolseley (Nabis) | 77.8727
A05017 | * NAB BARFORD LEVER BASIN PILLAR TAPS | Taps | Wolseley (Nabis) | 32.06
A05018 | * NAB BARFORD LEVER BATH PILLAR TAPS | Taps | Wolseley (Nabis) | 38.1
A05019 | * NAB BARFORD LEVER 2 TH BSM MIXER & KIT | Taps | Wolseley (Nabis) | 85.93
A05020 | * NAB BARFORD LEVER 2 TH BATH FILLER | Taps | Wolseley (Nabis) | 57.78
A05021 | * NAB BARFORD LEVER BASIN MIXER | Taps | Wolseley (Nabis) | 38.62
A05022 | * NAB OSSIA BASIN MIXER CHROME | Taps | Wolseley (Nabis) | 35.62
A05023 | * NAB OSSIA 2 TAP HOLE BSM MIXER & KIT | Taps | Wolseley (Nabis) | 66.9
A05024 | * NAB OSSIA 2 TAP HOLE BATH FILLER | Taps | Wolseley (Nabis) | 51.24
A05025 | * NAB CORDA BASIN MIXER | Taps | Wolseley (Nabis) | 33.52
A05026 | * NAB CORDA 2 TAP HOLE BSM MIXER & KIT | Taps | Wolseley (Nabis) | 64.12
A05027 | * NAB CORDA 2 TAP HOLE BATH FILLER | Taps | Wolseley (Nabis) | 53.28
A05028 | * NAB SWISH BASIN MIXER | Taps | Wolseley (Nabis) | 33.29
A05029 | * NAB SWISH BASIN PILLAR TAPS | Taps | Wolseley (Nabis) | 35.23
A05030 | * NAB SWISH BATH PILLAR TAPS | Taps | Wolseley (Nabis) | 39.81
A05031 | * NAB SWISH 2 TAP HOLE BSM MIXER & KIT | Taps | Wolseley (Nabis) | 59.33
A05032 | * NAB SWISH 2 TAP HOLE BATH FILLER | Taps | Wolseley (Nabis) | 49.02
A05401 | * NAB ALIA MINI BASIN MIXER NO WST CP | Taps | Wolseley (Nabis) | 15.82
A05402 | * NAB ALIA 2TH BATH FILLER CP | Taps | Wolseley (Nabis) | 39.12
A05403 | * NAB ALIA 2TH BATH/SHW MIXER & KIT CP | Taps | Wolseley (Nabis) | 47.66
A05404 | * NAB ALIA BASIN PILLAR TAPS CP | Taps | Wolseley (Nabis) | 16.21
A05405 | * NAB ALIA BATH PILLAR TAPS CP | Taps | Wolseley (Nabis) | 19.41
A05406 | * NAB ALIA BASIN MIXER NO WASTE CP | Taps | Wolseley (Nabis) | 20.24
A05407 | * NAB ALIA MONOBLOC BATH FILLER C | Taps | Wolseley (Nabis) | 50.96
A05408 | * NAB CIRCO BASIN MIXER NO WASTE CP | Taps | Wolseley (Nabis) | 27.93
A05409 | * NAB CIRCO MINI BASIN MIXER NO WST CP | Taps | Wolseley (Nabis) | 25.56
A05410 | * NAB CIRCO BASIN PILLAR TAPS CP | Taps | Wolseley (Nabis) | 22.26
A05411 | * NAB CIRCO BATH PILLAR TAPS CP | Taps | Wolseley (Nabis) | 25.74
A05412 | * NAB CIRCO 2TH BATH/SHWR MXR & KIT CP | Taps | Wolseley (Nabis) | 48.18
A05413 | * NAB CIRCO 2TH BATH FILLER CP | Taps | Wolseley (Nabis) | 45.46
A05414 | * NAB SWEEP BASIN MIXER NO WASTE CP | Taps | Wolseley (Nabis) | 29.48
A05415 | * NAB SWEEP MINI BASIN MIXER NO WST CP | Taps | Wolseley (Nabis) | 27.61
A05416 | * NAB SWEEP 2TH BATH/SHW MXR & KIT CP | Taps | Wolseley (Nabis) | 68.12
A05417 | * NAB SWEEP 2TH BATH FILLER CP | Taps | Wolseley (Nabis) | 57.1
A05418 | * NAB TORC BASIN MIXER NO WASTE CP | Taps | Wolseley (Nabis) | 35.1
A05419 | * NAB TORC 2TH BATH/SHW MIXER & KIT CP | Taps | Wolseley (Nabis) | 68.48
A05420 | * NAB TORC 2TH BATH FILLER CP | Taps | Wolseley (Nabis) | 54.6
A05421 | * NAB INGA BASIN MIXER NO WASTE CP | Taps | Wolseley (Nabis) | 35.86
A05422 | * NAB INGA MINI BASIN MIXER NO WST CP | Taps | Wolseley (Nabis) | 31.76
A05423 | * NAB INGA 2TH BATH/SHW MIXER & KIT CP | Taps | Wolseley (Nabis) | 87.78
A05424 | * NAB INGA 2TH BATH FILLER CP | Taps | Wolseley (Nabis) | 74.24
A05425 | * NAB VECTOR BASIN MIXER NO WASTE CP | Taps | Wolseley (Nabis) | 39.1
A05426 | * NAB VECTOR MINI BASIN MXR NO WST CP | Taps | Wolseley (Nabis) | 28.01
A05427 | * NAB VECTOR 2TH BATH FILLER CP | Taps | Wolseley (Nabis) | 46.82
A05428 | * NAB VECTOR 2TH BATH/SHW MXR & KIT CP | Taps | Wolseley (Nabis) | 59.21
A05429 | * NAB REGAL BATH PILLAR TAPS CP | Taps | Wolseley (Nabis) | 24.96
A05431 | * NAB REGAL 2TH BATH FILLER CP | Taps | Wolseley (Nabis) | 49.37
A05432 | * NAB REGAL BASIN PILLAR TAPS CP | Taps | Wolseley (Nabis) | 22.37
A05433 | * NAB REGAL BASIN MIXER NO WASTE CP | Taps | Wolseley (Nabis) | 26.2
A05437 | * NAB GENIUS II 2TH BATH FILLER CP | Taps | Wolseley (Nabis) | 47.79
A05438 | * NAB GENIUS II 2TH BSM & KIT CP | Taps | Wolseley (Nabis) | 57.78
A05490 | * NAB GALENE LEVER BASIN PILLAR TAPS | Taps | Wolseley (Nabis) | 28.29
A05491 | * NAB GALENE LEVER BATH PILLAR TAPS | Taps | Wolseley (Nabis) | 36.1
A05492 | * NAB GALENE LEVER 2 TH BSM MIXER & KIT | Taps | Wolseley (Nabis) | 57.4
A05493 | * NAB GALENE LEVER 2 TH BATH FILLER | Taps | Wolseley (Nabis) | 45.86
A05494 | * NAB GALENE LEVER CLOAKROOM BASIN MIXER | Taps | Wolseley (Nabis) | 25
A05495 | * NAB GALENE LEVER BASIN MIXER | Taps | Wolseley (Nabis) | 26.68
J05623 | EUROSMART COSMO 32824 B/MIXER SMOOTH BDY | Taps | GROHE | 51.55
J78002 | GROHE 25128 EURO COSMO BATH FILLER CP | Taps | GROHE | 89.44
J78003 | GROHE 25129 EURO COSMO BTH/SHW MXR CP | Taps | GROHE | 118.23
C01689 | BAUEDGE PILLAR TAP BASIN UK | Taps | GROHE | 85.88
C01690 | GROHE 23330 BAU EDGE BASIN MIXER | Taps | GROHE | 37.76
C01695 | BAU EDGE DECK MOUNTED BATH SHOWER MIXER | Taps | GROHE | 71.09
C01679 | BAUEDGE OHM BASIN M | Taps | GROHE | 50.36
J78366 | GROHE BAUEDGE 31368 MONO KITCHEN SINK MIXER | Taps | GROHE | 67.66
D88204 | VALUE LEVER BASIN TAPS+ CER DISC VLV CHR | Taps | Bristan Limited | 19.99
D88203 | VALUE LEVER BASIN TAPS WITH 6" LEVER | Taps | Bristan Limited | 36.56
D88206 | VALUE LEVER MONO BASIN MIXER POP UP WASTE | Taps | Bristan Limited | 43.29
D88212 | VALUE LEVER BATH SHOWER MIXER | Taps | Bristan Limited | 63.76
D88207 | VALUE LEVER BATH FILLER CER DISC VLVS CH | Taps | Bristan Limited | 59.45
D88216 | VALUE LEVER HIGH NECK PILLAR TAPS CHROME | Taps | Bristan Limited | 24.28
C69078 | BRISTAN OR 1/2 C ORTA BASIN TAPS CHROME | Taps | Bristan Limited | 51.06
C69079 | BRISTAN OR 3/4 C ORTA BATH TAPS CHROME | Taps | Bristan Limited | 60.64
C69080 | BRISTAN ORTA BASIN MIXER+CLICKR WASTE CH | Taps | Bristan Limited | 53.15
C69082 | BRISTAN OR BF C ORTA BATH FILLER CH | Taps | Bristan Limited | 90.44
C69083 | BRISTAN ORTA BATH SHOWER MIXER CHROME | Taps | Bristan Limited | 99.53
D77196 | BRISTAN BLITZ BASIN MIXER CP | Taps | Bristan Limited | 49.05
D76410 | BRISTAN BLITZ SMALL BASIN MIXER CHROME | Taps | Bristan Limited | 49.55
D77197 | BRISTAN BLITZ BATH FILLER CP | Taps | Bristan Limited | 87.99
D77198 | BRISTAN BLITZ BATH/SHOWER MIXER CP | Taps | Bristan Limited | 105.5
C45599 | BRISTAN ARTISAN TMV2 THBF CHROME | Taps | Bristan Limited | 143.87
C42941 | BRISTAN ARTISAN THBSM CHROME | Taps | Bristan Limited | 144.47
D76422 | BRISTAN FRZ 1/2 C FRENZY BASIN TAPS CH | Taps | Bristan Limited | 67.86
D76423 | BRISTAN FRZ 3/4 C FRENZY BATH TAPS CH | Taps | Bristan Limited | 85.49
D76424 | BRISTAN FRZ BAS C FRENZY BASIN MIXER CH | Taps | Bristan Limited | 53.96
D76425 | BRISTAN FRZ BF C FRENZY BATH FILLER CHRO | Taps | Bristan Limited | 122.24
D76426 | BRISTAN FRENZY BATH SHOWER MIXER CH | Taps | Bristan Limited | 148.76
D77272 | COB 1/2 C COBALT BASIN TAPS | Taps | Bristan Limited | 64.41
D77273 | COB 3/4 C COBALT BATH TAPS | Taps | Bristan Limited | 76.39
D77274 | COB BAS C COBALT BASIN MIXER | Taps | Bristan Limited | 59.89
D76420 | BRISTAN COBALT SMALL BASIN MIXER CHROME | Taps | Bristan Limited | 60.16
D77276 | COB BF C COBALT BATH FILLER | Taps | Bristan Limited | 111.62
D77275 | COB BSM C COBALT BATH SHOWER MIXER | Taps | Bristan Limited | 144.5
D77191 | BRISTAN HOURGLASS BASIN MIXER CP | Taps | Bristan Limited | 95.29
D77192 | BRISTAN HOURGLASS BATH FILLER CP | Taps | Bristan Limited | 143.07
D77193 | BRISTAN HOURGLASS BATH SHOWER MIXER CP | Taps | Bristan Limited | 170.43
T41944 | * NABIS 6MM GLASS 1000MM SLID DR 1850MM | Shower Doors / Wetroom | Wolseley (Nabis) | 105.44
T41962 | * NABIS 6MM GLASS 1100MM SLID DR 1850MM | Shower Doors / Wetroom | Wolseley (Nabis) | 115.82
T41945 | * NABIS 6MM GLASS 1200MM SLID DR 1850MM | Shower Doors / Wetroom | Wolseley (Nabis) | 120.08
T41946 | * NABIS 6MM GLASS 1400MM SLID DR 1850MM | Shower Doors / Wetroom | Wolseley (Nabis) | 130.34
T41963 | * NABIS 6MM GLASS 1500MM SLID DR 1850MM | Shower Doors / Wetroom | Wolseley (Nabis) | 136.6
T41939 | * NABIS 6MM GLASS 800MM 2 DR QUAD 1850MM | Shower Doors / Wetroom | Wolseley (Nabis) | 148.4
T41940 | * NABIS 6MM GLASS 900MM 2 DR QUAD 1850MM | Shower Doors / Wetroom | Wolseley (Nabis) | 155.1
T41941 | * NABIS 6MMGLASS 1000X800 2D QUAD 1850MM | Shower Doors / Wetroom | Wolseley (Nabis) | 162.84
T41942 | * NABIS 6MMGLASS 1200X800 2D QUAD 1850MM | Shower Doors / Wetroom | Wolseley (Nabis) | 184.54
T41943 | * NABIS 6MMGLASS 1200X900 2D QUAD 1850MM | Shower Doors / Wetroom | Wolseley (Nabis) | 187.78
T41950 | * NABIS 6MM BI-FOLD DOOR 760X1850MM | Shower Doors / Wetroom | Wolseley (Nabis) | 136.38
T41951 | * NABIS 6MM BI-FOLD DOOR 800X1850MM | Shower Doors / Wetroom | Wolseley (Nabis) | 140.12
T41952 | * NABIS 6MM BI-FOLD DOOR 900X1850MM | Shower Doors / Wetroom | Wolseley (Nabis) | 147.36
T41947 | * NABIS 6MMGLASS 760MM PIVOT DOOR 1850MM | Shower Doors / Wetroom | Wolseley (Nabis) | 107.54
T41948 | * NABIS 6MMGLASS 800MM PIVOT DOOR 1850MM | Shower Doors / Wetroom | Wolseley (Nabis) | 110.68
T41949 | * NABIS 6MMGLASS 900MM PIVOT DOOR 1850MM | Shower Doors / Wetroom | Wolseley (Nabis) | 116.92
T41953 | * NABIS 6MMGLASS 760MM SIDE PANEL 1850MM | Shower Doors / Wetroom | Wolseley (Nabis) | 64.22
T41954 | * NABIS 6MMGLASS 800MM SIDE PANEL 1850MM | Shower Doors / Wetroom | Wolseley (Nabis) | 66.86
T41955 | * NABIS 6MMGLASS 900MM SIDE PANEL 1850MM | Shower Doors / Wetroom | Wolseley (Nabis) | 72.02
T41959 | * NABIS 8MM WET ROOM PANEL 700MMX2000MM | Shower Doors / Wetroom | Wolseley (Nabis) | 75.9
T41960 | * NABIS 8MM WET ROOM PANEL 800MMX2000MM | Shower Doors / Wetroom | Wolseley (Nabis) | 83.62
T41961 | * NABIS 8MM WET ROOM PANEL 900MMX2000MM | Shower Doors / Wetroom | Wolseley (Nabis) | 90.5
T41957 | * NABIS 8MM WET ROOM PANEL 1000MMX2000MM | Shower Doors / Wetroom | Wolseley (Nabis) | 96.18
T41964 | * NABIS 8MM WET ROOM PANEL 1100MMX2000MM | Shower Doors / Wetroom | Wolseley (Nabis) | 101.84
T41958 | * NABIS 8MM WET ROOM PANEL 1200MMX2000MM | Shower Doors / Wetroom | Wolseley (Nabis) | 107.52
T41956 | * NABIS 8MM WETROOM FLIPPER PANEL | Shower Doors / Wetroom | Wolseley (Nabis) | 43.52
D28562 | MBOX SLIDING DOOR 1000 | Shower Doors / Wetroom | Merlyn Showers | 165.44
D28563 | MBOX SLIDING DOOR 1100 | Shower Doors / Wetroom | Merlyn Showers | 166.76
D28564 | MBOX SLIDING DOOR 1200 | Shower Doors / Wetroom | Merlyn Showers | 165.44
D28566 | MBOX SLIDING DOOR 1400 FIXED PANEL BOX | Shower Doors / Wetroom | Merlyn Showers | 205.23
D28567 | MBOX SLIDING DOOR 1500 FIXED PANEL BOX | Shower Doors / Wetroom | Merlyn Showers | 211.37
D28568 | MBOX SLIDING DOOR 1600 FIXED PANEL BOX | Shower Doors / Wetroom | Merlyn Showers | 217.17
D28569 | MBOX SLIDING DOOR 1700 FIXED PANEL BOX | Shower Doors / Wetroom | Merlyn Showers | 223.65
D28572 | MBOX PIVOT DOOR 760 | Shower Doors / Wetroom | Merlyn Showers | 137.81
D28573 | MBOX PIVOT DOOR 800 | Shower Doors / Wetroom | Merlyn Showers | 148.21
D28574 | MBOX PIVOT DOOR 900 | Shower Doors / Wetroom | Merlyn Showers | 147.12
D28575 | MBOX PIVOT DOOR 1000 | Shower Doors / Wetroom | Merlyn Showers | 157.77
D28586 | MBOX BIFOLD DOOR 700 | Shower Doors / Wetroom | Merlyn Showers | 157.77
D28588 | MBOX BIFOLD DOOR 800 | Shower Doors / Wetroom | Merlyn Showers | 156.45
D28589 | MBOX BIFOLD DOOR 900 | Shower Doors / Wetroom | Merlyn Showers | 164.44
D28590 | MBOX BIFOLD DOOR 1000 | Shower Doors / Wetroom | Merlyn Showers | 178.08
D28577 | MBOX SIDE PANEL 760 | Shower Doors / Wetroom | Merlyn Showers | 98.35
D28578 | MBOX SIDE PANEL 800 | Shower Doors / Wetroom | Merlyn Showers | 98.35
D28580 | MBOX SIDE PANEL 900 | Shower Doors / Wetroom | Merlyn Showers | 104.43
D28582 | MBOX SIDE PANEL 1000 | Shower Doors / Wetroom | Merlyn Showers | 130.18
D28544 | MBOX 2-DR QUAD 800 | Shower Doors / Wetroom | Merlyn Showers | 172.37
D28548 | MBOX 2-DR QUAD 900 | Shower Doors / Wetroom | Merlyn Showers | 172.37
D28556 | MBOX 1-DR QUAD 1000*800 | Shower Doors / Wetroom | Merlyn Showers | 257.63
D28558 | MBOX 1-DR QUAD FIXED PANEL 1200*800 | Shower Doors / Wetroom | Merlyn Showers | 282.56
D28560 | MBOX 1-DR QUAD FIXED PANEL 1200*900 | Shower Doors / Wetroom | Merlyn Showers | 293.7
D56172 | MERLYN IQ 760 PIVOT DOOR | Shower Doors / Wetroom | Merlyn Showers | 196.62
D56174 | MERLYN IQ 900 PIVOT DOOR | Shower Doors / Wetroom | Merlyn Showers | 206.97
D56171 | MERLYN IQ 700 PIVOT DOOR | Shower Doors / Wetroom | Merlyn Showers | 190.7
D56175 | MERLYN IQ 1000 PIVOT DOOR | Shower Doors / Wetroom | Merlyn Showers | 224.71
D56173 | MERLYN IQ 800 PIVOT DOOR | Shower Doors / Wetroom | Merlyn Showers | 196.62
D56180 | MERLYN IQ 1000 BIFOLD DOOR | Shower Doors / Wetroom | Merlyn Showers | 248.36
D56179 | MERLYN IQ 900 BIFOLD DOOR | Shower Doors / Wetroom | Merlyn Showers | 235.06
D56176 | MERLYN IQ 700 BIFOLD DOOR | Shower Doors / Wetroom | Merlyn Showers | 224.7
D56177 | MERLYN IQ 760 BIFOLD DOOR | Shower Doors / Wetroom | Merlyn Showers | 224.7
D56158 | MERLYN IQ 1200 SLIDER | Shower Doors / Wetroom | Merlyn Showers | 204.6
D56165 | MERLYN IQ 1600 SLIDER | Shower Doors / Wetroom | Merlyn Showers | 243.93
D56157 | MERLYN IQ 1100 SLIDER | Shower Doors / Wetroom | Merlyn Showers | 196.62
D56156 | MERLYN IQ 1000 SLIDER | Shower Doors / Wetroom | Merlyn Showers | 196.62
D56162 | MERLYN IQ 1500 SLIDER | Shower Doors / Wetroom | Merlyn Showers | 236.53
D56182 | MERLYN IQ 760 SIDE PANEL | Shower Doors / Wetroom | Merlyn Showers | 124.18
D56184 | MERLYN IQ 900 SIDE PANEL | Shower Doors / Wetroom | Merlyn Showers | 131.57
D56183 | MERLYN IQ 800 SIDE PANEL | Shower Doors / Wetroom | Merlyn Showers | 129.79
D56181 | MERLYN IQ 700 SIDE PANEL | Shower Doors / Wetroom | Merlyn Showers | 118.26
D56150 | MERLYN IQ 2 DOOR QUADRANT 1200 X 800 | Shower Doors / Wetroom | Merlyn Showers | 348.47
D56153 | MERLYN IQ 2 DOOR QUADRANT 1200 X 900 | Shower Doors / Wetroom | Merlyn Showers | 303.06
D56149 | MERLYN IQ 2 DOOR QUADRANT 1000 X 800 | Shower Doors / Wetroom | Merlyn Showers | 277.93
D56148 | MERLYN IQ 2 DOOR QUADRANT 900 | Shower Doors / Wetroom | Merlyn Showers | 233.58
D56145 | MERLYN IQ 2 DOOR QUADRANT 800 | Shower Doors / Wetroom | Merlyn Showers | 233.58
D56146 | MERLYN IQ 2 DOOR QUADRANT 900 X 760 | Shower Doors / Wetroom | Merlyn Showers | 251.32
D06872 | MERLYN BLACK 1000 HINGE DOOR & INLINE PANEL | Shower Doors / Wetroom | Merlyn Showers | 493.77
D06870 | MERLYN BLACK 900 HINGE DOOR & INLINE PANEL | Shower Doors / Wetroom | Merlyn Showers | 493.78
D06873 | MERLYN BLACK 1000+ HINGE DOOR & INLINE PANEL | Shower Doors / Wetroom | Merlyn Showers | 493.77
D06890 | MERLYN BLACK 900MM SIDE PANEL | Shower Doors / Wetroom | Merlyn Showers | 233.58
D06892 | MERLYN BLACK 900 SIDE PANEL | Shower Doors / Wetroom | Merlyn Showers | 220.27
D28812 | MERLYN BLACK SQUARED 900MM WETROOM PANEL | Shower Doors / Wetroom | Merlyn Showers | 594.63
D28813 | MERLYN BLACK SQUARED 1000MM WETROOM PANEL | Shower Doors / Wetroom | Merlyn Showers | 623.75
D28814 | MERLYN BLACK SQUARED 1200MM WETROOM PANEL | Shower Doors / Wetroom | Merlyn Showers | 658.73
D32702 | MERLYN MBOX 1000 SLID DOOR MATT BLACK | Shower Doors / Wetroom | Merlyn Showers | 223.02
D32703 | MERLYN MBOX 1100 SLID DOOR MATT BLACK | Shower Doors / Wetroom | Merlyn Showers | 226.35
D32704 | MERLYN MBOX 1200 SLID DOOR MATT BLACK | Shower Doors / Wetroom | Merlyn Showers | 229.68
D32706 | MERLYN MBOX 1400 SLID DOOR MATT BLACK | Shower Doors / Wetroom | Merlyn Showers | 279.61
D32707 | MERLYN MBOX 1500 SLID DOOR MATT BLACK | Shower Doors / Wetroom | Merlyn Showers | 292.92
D32708 | MERLYN MBOX 760 PIVOT DOOR MATT BLACK | Shower Doors / Wetroom | Merlyn Showers | 193.06
D32709 | MERLYN MBOX 800 PIVOT DOOR MATT BLACK | Shower Doors / Wetroom | Merlyn Showers | 196.39
D32710 | MERLYN MBOX 900 PIVOT DOOR MATT BLACK | Shower Doors / Wetroom | Merlyn Showers | 203.04
D32711 | MERLYN MBOX 700 BIFOLD DOOR MATT BLACK | Shower Doors / Wetroom | Merlyn Showers | 213.03
D32713 | MERLYN MBOX 800 BIFOLD DOOR MATT BLACK | Shower Doors / Wetroom | Merlyn Showers | 216.36
D32714 | MERLYN MBOX 900 BIFOLD DOOR MATT BLACK | Shower Doors / Wetroom | Merlyn Showers | 219.7
D32715 | MERLYN MBOX 1000 BIFOLD DOOR MATT BLACK | Shower Doors / Wetroom | Merlyn Showers | 252.98
D32716 | MERLYN MBOX 800X800 2 DOOR QUADR MATTBLK | Shower Doors / Wetroom | Merlyn Showers | 233.01
D32717 | MERLYN MBOX 900X900 2 DOOR QUADR MATTBLK | Shower Doors / Wetroom | Merlyn Showers | 236.34
D32720 | MERL MBOX1000X800 1DOOROFFSET QDRMATTBLK | Shower Doors / Wetroom | Merlyn Showers | 332.87
D32721 | MERL MBOX1200X800 1DOOROFFSET QDRMATTBLK | Shower Doors / Wetroom | Merlyn Showers | 366.16
D32722 | MER MBOX1200X900 1DROFFSET QUADR MATTBLK | Shower Doors / Wetroom | Merlyn Showers | 382.8
D32724 | MERLYN MBOX 760 SIDE PANEL MATT BLACK | Shower Doors / Wetroom | Merlyn Showers | 133.15
D32725 | MERLYN MBOX 800 SIDE PANEL MATT BLACK | Shower Doors / Wetroom | Merlyn Showers | 136.47
D32726 | MERLYN MBOX 900 SIDE PANEL MATT BLACK | Shower Doors / Wetroom | Merlyn Showers | 139.8
D32727 | MERLYN MBOX 1000 SIDE PANEL MATT BLACK | Shower Doors / Wetroom | Merlyn Showers | 171.61
D32729 | MERLYN MBOX 1000 SLID DOOR BRUSHED BRASS | Shower Doors / Wetroom | Merlyn Showers | 223.02
D32730 | MERLYN MBOX 1100 SLID DOOR BRUSHED BRASS | Shower Doors / Wetroom | Merlyn Showers | 226.35
D32731 | MERLYN MBOX 1200 SLID DOOR BRUSHED BRASS | Shower Doors / Wetroom | Merlyn Showers | 229.68
D32733 | MERLYN MBOX 1400 SLID DOOR BRUSHED BRASS | Shower Doors / Wetroom | Merlyn Showers | 279.61
D32734 | MERLYN MBOX 1500 SLID DOOR BRUSHED BRASS | Shower Doors / Wetroom | Merlyn Showers | 292.92
D32735 | MERLYN MBOX 760 PIVOT DOOR BRUSHED BRASS | Shower Doors / Wetroom | Merlyn Showers | 193.06
D32736 | MERLYN MBOX 800 PIVOT DOOR BRUSHED BRASS | Shower Doors / Wetroom | Merlyn Showers | 196.39
D32737 | MERLYN MBOX 900 PIVOT DOOR BRUSHED BRASS | Shower Doors / Wetroom | Merlyn Showers | 203.04
D32738 | MERLYN MBOX 700 BIFOLD DOOR BRUSHEDBRASS | Shower Doors / Wetroom | Merlyn Showers | 213.03
D32740 | MERLYN MBOX 800 BIFOLD DOOR BRUSHEDBRASS | Shower Doors / Wetroom | Merlyn Showers | 216.36
D32741 | MERLYN MBOX 900 BIFOLD DOOR BRUSHEDBRASS | Shower Doors / Wetroom | Merlyn Showers | 219.7
D32742 | MERLYN MBOX 1000 BIFOLD DOOR BRUSHBRASS | Shower Doors / Wetroom | Merlyn Showers | 252.98
D32743 | MERL MBOX800X800 2DOOR QUADR BRUSHBRASS | Shower Doors / Wetroom | Merlyn Showers | 233.01
D32744 | MERL MBOX900X900 2DOOR QUADR BRUSHBRASS | Shower Doors / Wetroom | Merlyn Showers | 236.34
D32747 | MBOX1000X800 1DROFFSET QUADR BRUSBRASS | Shower Doors / Wetroom | Merlyn Showers | 332.87
D32748 | MBOX1200X800 1DR OFFSET QUADRBRUSHBRASS | Shower Doors / Wetroom | Merlyn Showers | 366.16
D32749 | MBOX1200X900 1DR OFFSET QUADR BRUSHBRASS | Shower Doors / Wetroom | Merlyn Showers | 382.06
D32751 | MERLYN MBOX 760 SIDE PANEL BRUSHED BRASS | Shower Doors / Wetroom | Merlyn Showers | 133.15
D32752 | MERLYN MBOX 800 SIDE PANEL BRUSHED BRASS | Shower Doors / Wetroom | Merlyn Showers | 136.47
D32753 | MERLYN MBOX 900 SIDE PANEL BRUSHED BRASS | Shower Doors / Wetroom | Merlyn Showers | 139.8
D32754 | MERLYN MBOX 1000 SIDE PANEL BRUSHBRASS | Shower Doors / Wetroom | Merlyn Showers | 173.09
D07364 | 1000 QUAD PANEL KIT 1 | Shower Trays & Riser Kits | Wolseley (Nabis) | 26.71
D07365 | 1200 X 900 OFF SET QUAD PANEL KIT 2 | Shower Trays & Riser Kits | Wolseley (Nabis) | 27.77
D07366 | 1200 X 900 PANEL KIT 3 | Shower Trays & Riser Kits | Wolseley (Nabis) | 31
D07367 | 1800 X 1000 PANEL KIT 6 | Shower Trays & Riser Kits | Wolseley (Nabis) | 27.77
D07368 | 760 X 760 PANEL KIT 5 | Shower Trays & Riser Kits | Wolseley (Nabis) | 26.71
E13314 | * NAB SQUARE 760 LL TRAY & WASTE | Shower Trays & Riser Kits | Wolseley (Nabis) | 67.24
E13315 | * NAB SQUARE 800 LL TRAY & WASTE | Shower Trays & Riser Kits | Wolseley (Nabis) | 76.96
E13316 | * NAB SQUARE 900 LL TRAY & WASTE | Shower Trays & Riser Kits | Wolseley (Nabis) | 90.16
E13317 | * NAB QUAD 800 LL TRAY & WASTE | Shower Trays & Riser Kits | Wolseley (Nabis) | 76.15
E13318 | * NAB QUAD 900 LL TRAY & WASTE | Shower Trays & Riser Kits | Wolseley (Nabis) | 84.4
E13319 | * NAB QUAD 1000X800 LH TRAY & WASTE | Shower Trays & Riser Kits | Wolseley (Nabis) | 94.3
E13320 | * NAB QUAD 1000X800 RH LL TRAY & WASTE | Shower Trays & Riser Kits | Wolseley (Nabis) | 94.3
E13321 | * NAB QUAD 1200X800 LH LL TRAY & WASTE | Shower Trays & Riser Kits | Wolseley (Nabis) | 104.2
E13322 | * NAB QUAD 1200X800 RH LL TRAY & WASTE | Shower Trays & Riser Kits | Wolseley (Nabis) | 104.2
E13323 | * NAB QUAD 1200X900 LH LL TRAY & WASTE | Shower Trays & Riser Kits | Wolseley (Nabis) | 114.1
E13324 | * NAB QUAD 1200X900 RH LL TRAY & WASTE | Shower Trays & Riser Kits | Wolseley (Nabis) | 114.1
E13325 | * NAB RECT. 900X760 LL TRAY & WASTE | Shower Trays & Riser Kits | Wolseley (Nabis) | 97.53
E13329 | * NAB RECT. 1100X800 LL TRAY & WASTE | Shower Trays & Riser Kits | Wolseley (Nabis) | 104.2
E13330 | * NAB RECT. 1200X760 LL TRAY & WASTE | Shower Trays & Riser Kits | Wolseley (Nabis) | 104.2
E13331 | * NAB RECT. 1200X800 LL TRAY & WASTE | Shower Trays & Riser Kits | Wolseley (Nabis) | 105.01
E13332 | * NAB RECT. 1200X900 LL TRAY & WASTE | Shower Trays & Riser Kits | Wolseley (Nabis) | 114.1
E13333 | * NAB RECT. 1400X800 LL TRAY & WASTE | Shower Trays & Riser Kits | Wolseley (Nabis) | 128.95
E13334 | * NAB RECT. 1400X900 LL TRAY & WASTE | Shower Trays & Riser Kits | Wolseley (Nabis) | 146.26
E13335 | * NAB RECT. 1700X700 LL TRAY & WASTE | Shower Trays & Riser Kits | Wolseley (Nabis) | 164.41
E14114 | * NABIS 700 X 700 SR TRAY | Shower Trays & Riser Kits | Wolseley (Nabis) | 65.17
E14115 | * NABIS 760 X 760 SR TRAY | Shower Trays & Riser Kits | Wolseley (Nabis) | 66.82
E14116 | * NABIS 800 X 800 SR TRAY | Shower Trays & Riser Kits | Wolseley (Nabis) | 70.95
E14117 | * NABIS 900 X 900 SR TRAY | Shower Trays & Riser Kits | Wolseley (Nabis) | 84.15
E14118 | * NABIS 800X800 QUAD SR TRAY 550 | Shower Trays & Riser Kits | Wolseley (Nabis) | 70.12
E14119 | * NABIS 900X900 QUAD SR TRAY 550 | Shower Trays & Riser Kits | Wolseley (Nabis) | 78.37
E14120 | * NABIS 800 X 700 SR TRAY | Shower Trays & Riser Kits | Wolseley (Nabis) | 77.55
E14121 | * NABIS 900 X 760 SR TRAY | Shower Trays & Riser Kits | Wolseley (Nabis) | 84.97
E14122 | * NABIS 900 X 800 SR TRAY | Shower Trays & Riser Kits | Wolseley (Nabis) | 83.32
E14123 | * NABIS 1000 X 700 SR TRAY | Shower Trays & Riser Kits | Wolseley (Nabis) | 86.62
E14124 | * NABIS 1000 X 800 SR TRAY | Shower Trays & Riser Kits | Wolseley (Nabis) | 89.1
E14125 | * NABIS 1000 X 900 SR TRAY | Shower Trays & Riser Kits | Wolseley (Nabis) | 94.05
E14126 | * NABIS 1100 X 800 SR TRAY | Shower Trays & Riser Kits | Wolseley (Nabis) | 98.17
E14127 | * NABIS 1200 X 700 SR TRAY | Shower Trays & Riser Kits | Wolseley (Nabis) | 98.17
E14128 | * NABIS 1200 X 760 SR TRAY | Shower Trays & Riser Kits | Wolseley (Nabis) | 98.17
E14129 | * NABIS 1200 X 800 SR TRAY | Shower Trays & Riser Kits | Wolseley (Nabis) | 99
E14130 | * NABIS 1200 X 900 SR TRAY | Shower Trays & Riser Kits | Wolseley (Nabis) | 108.07
E14131 | * NABIS 1400 X 700 SR TRAY | Shower Trays & Riser Kits | Wolseley (Nabis) | 122.92
E14132 | * NABIS 1400 X 800 SR TRAY | Shower Trays & Riser Kits | Wolseley (Nabis) | 122.92
E14133 | * NABIS 1400 X 900 SR TRAY | Shower Trays & Riser Kits | Wolseley (Nabis) | 140.25
E14134 | * NABIS 1500 X 800 SR TRAY | Shower Trays & Riser Kits | Wolseley (Nabis) | 152.62
E14135 | * NABIS 1600 X 700 SR TRAY | Shower Trays & Riser Kits | Wolseley (Nabis) | 156.75
E14136 | * NABIS 1600 X 800 SR TRAY | Shower Trays & Riser Kits | Wolseley (Nabis) | 158.4
E14137 | * NABIS 1700 X 700 SR TRAY | Shower Trays & Riser Kits | Wolseley (Nabis) | 158.4
E14138 | * NABIS 1700 X 760 SR TRAY | Shower Trays & Riser Kits | Wolseley (Nabis) | 160.87
E14139 | * NABIS 1700 X 800 SR TRAY | Shower Trays & Riser Kits | Wolseley (Nabis) | 160.87
E14140 | * NABIS 1700 X 900 SR TRAY | Shower Trays & Riser Kits | Wolseley (Nabis) | 162.52
E14141 | * NABIS 1800 X 800 SR TRAY | Shower Trays & Riser Kits | Wolseley (Nabis) | 176.55
E14142 | * NABIS 1000X800 QUAD SR TRAY 550 RAD LQ | Shower Trays & Riser Kits | Wolseley (Nabis) | 88.27
E14143 | * NABIS 1000X800 QUAD SR TRAY 550 RAD RQ | Shower Trays & Riser Kits | Wolseley (Nabis) | 88.27
E14144 | * NABIS 1200X800 QUAD SR TRAY 550 RAD LQ | Shower Trays & Riser Kits | Wolseley (Nabis) | 98.17
E14145 | * NABIS 1200X800 QUAD SR TRAY 550 RAD RQ | Shower Trays & Riser Kits | Wolseley (Nabis) | 98.17
E14146 | * NABIS 1200X900 QUAD SR TRAY 550 RAD LQ | Shower Trays & Riser Kits | Wolseley (Nabis) | 108.07
E14147 | * NABIS 1200X900 QUAD SR TRAY 550 RAD RQ | Shower Trays & Riser Kits | Wolseley (Nabis) | 108.07
E14154 | * NABIS 700 X 700 ANTI-SLIP SR TRAY | Shower Trays & Riser Kits | Wolseley (Nabis) | 57.65
E14155 | * NABIS 760 X 760 ANTI-SLIP SR TRAY | Shower Trays & Riser Kits | Wolseley (Nabis) | 57.65
E14156 | * NABIS 800 X 800 ANTI-SLIP SR TRAY | Shower Trays & Riser Kits | Wolseley (Nabis) | 72.84
E14157 | * NABIS 900 X 900 ANTI-SLIP SR TRAY | Shower Trays & Riser Kits | Wolseley (Nabis) | 86.72
E14158 | * NABIS 800X800 QUAD A SLIP SR TRAY 550 | Shower Trays & Riser Kits | Wolseley (Nabis) | 86.72
E14159 | * NABIS 900X900 QUAD A SLIP SR TRAY 550 | Shower Trays & Riser Kits | Wolseley (Nabis) | 94.06
E14160 | * NABIS 900 X 760 ANTI-SLIP SR TRAY | Shower Trays & Riser Kits | Wolseley (Nabis) | 84.33
E14161 | * NABIS 1000 X 700 ANTI-SLIP SR TRAY | Shower Trays & Riser Kits | Wolseley (Nabis) | 90.73
E14162 | * NABIS 1000 X 800 ANTI-SLIP SR TRAY | Shower Trays & Riser Kits | Wolseley (Nabis) | 111.4
E14163 | * NABIS 1000 X 900 ANTI-SLIP SR TRAY | Shower Trays & Riser Kits | Wolseley (Nabis) | 111.4
E14164 | * NABIS 1100 X 800 ANTI-SLIP SR TRAY | Shower Trays & Riser Kits | Wolseley (Nabis) | 114.08
E14165 | * NABIS 1200 X 760 ANTI-SLIP SR TRAY | Shower Trays & Riser Kits | Wolseley (Nabis) | 103.4
E14166 | * NABIS 1200 X 800 ANTI-SLIP SR TRAY | Shower Trays & Riser Kits | Wolseley (Nabis) | 106.07
E14167 | * NABIS 1200 X 900 ANTI-SLIP SR TRAY | Shower Trays & Riser Kits | Wolseley (Nabis) | 112.74
E14168 | * NABIS 1400 X 800 ANTI-SLIP SR TRAY | Shower Trays & Riser Kits | Wolseley (Nabis) | 171.46
E14169 | * NABIS 1400 X 900 ANTI-SLIP SR TRAY | Shower Trays & Riser Kits | Wolseley (Nabis) | 181.46
E14170 | * NABIS 1600 X 700 ANTI-SLIP SR TRAY | Shower Trays & Riser Kits | Wolseley (Nabis) | 192.8
E14171 | * NABIS 1700 X 700 ANTI-SLIP SR TRAY | Shower Trays & Riser Kits | Wolseley (Nabis) | 214.83
E14172 | * NABIS 1700 X 760 ANTI-SLIP SR TRAY | Shower Trays & Riser Kits | Wolseley (Nabis) | 214.83
E14173 | * NABIS 1700 X 800 ANTI-SLIP SR TRAY | Shower Trays & Riser Kits | Wolseley (Nabis) | 218.82
E14174 | * NABIS 1000X800 AS QUAD SR 550 LEFT | Shower Trays & Riser Kits | Wolseley (Nabis) | 143.43
E14175 | * NABIS 1000X800 AS QUAD SR 550 RIGHT | Shower Trays & Riser Kits | Wolseley (Nabis) | 143.43
E14176 | * NABIS 1200X800 AS QUAD SR 550 LEFT | Shower Trays & Riser Kits | Wolseley (Nabis) | 142.09
E14177 | * NABIS 1200X800 AS QUAD SR 550 RIGHT | Shower Trays & Riser Kits | Wolseley (Nabis) | 142.09
E14178 | * NABIS 1200X900 AS QUAD SR 550 LEFT | Shower Trays & Riser Kits | Wolseley (Nabis) | 143.43
E14179 | * NABIS 1200X900 AS QUAD SR 550 RIGHT | Shower Trays & Riser Kits | Wolseley (Nabis) | 143.43
E14148 | * NABIS 90X90 UNIVERSAL 90 SHOWER WASTE | Shower Trays & Riser Kits | Wolseley (Nabis) | 5.77
E14149 | * NABIS RECT RISER KIT3 UPTO 1200X900 | Shower Trays & Riser Kits | Wolseley (Nabis) | 39.92
E14150 | * NABIS RECT RISER KIT6 UPTO 1800X1000 | Shower Trays & Riser Kits | Wolseley (Nabis) | 46.2
E14152 | * NABIS O/QUAD RISER KIT2 UPTO 1200X900 | Shower Trays & Riser Kits | Wolseley (Nabis) | 46.2
E14180 | * NABIS QUAD RISER KIT1 UPTO 1000X1000 | Shower Trays & Riser Kits | Wolseley (Nabis) | 33
D00223 | * NAB BAR VALVE FAST FIXING KIT | Shower Valve Fixing Kits | Wolseley (Nabis) | 12.48
D00224 | * NAB BAR VALVE CONCEALED FIXING PLATE | Shower Valve Fixing Kits | Wolseley (Nabis) | 12.81
A05839 | * NAB ASHFORD ROUND DUAL MXR SHOWER CHROME | Showers | Wolseley (Nabis) | 74.05
A05840 | * NAB ASHFORD ROUND DUAL MXR SHOWER BLACK MATT | Showers | Wolseley (Nabis) | 109.15
A05841 | * NAB ASHFORD ROUND DUAL MXR SHOWER BRUSHED BRASS | Showers | Wolseley (Nabis) | 127.4
A05842 | * NAB ASHFORD SQUARE DUAL MXR SHOWER CHROME | Showers | Wolseley (Nabis) | 112.25
A05843 | * NAB STRATFORD ROUND SGL OL MXR SHOWER CHROME | Showers | Wolseley (Nabis) | 50.6833
A05844 | * NAB STRATFORD ROUND SGL OL MXR SHOW BLACK MATT | Showers | Wolseley (Nabis) | 63.3167
A05845 | * NAB STRATFORD SQUARE OL MXR SHOWER CHROME | Showers | Wolseley (Nabis) | 69.1667
A05846 | * NAB BEXLEY MXR SHOWER EXPOSED VALVE CHROME | Showers | Wolseley (Nabis) | 75.85
A05847 | * NAB HAMPTON MIXER SHOWER CHROME | Showers | Wolseley (Nabis) | 97.65
A05040 | * NAB THERMOSTATIC BATH SHOWER MIXER | Showers | Wolseley (Nabis) | 92.01
D01196 | * CB C- TOUCH THERMO BAR VALVE & KIT | Showers | Wolseley (Nabis) | 73.89
D01190 | * NAB NANO G2 THERMO MINI VALVE & KIT | Showers | Wolseley (Nabis) | 121.2
D01191 | * NAB ZEUS SEQ SHOWER MIXER EV & KIT | Showers | Wolseley (Nabis) | 128.11
A05033 | * NAB DISC ERD BAR VALVE SHOWER | Showers | Wolseley (Nabis) | 97.01
D01192 | * NAB TWIN ERD THERMO BAR VALVE | Showers | Wolseley (Nabis) | 180.14
D01193 | * NAB GEO SQUARE ERD THERMO BAR VALVE | Showers | Wolseley (Nabis) | 180.14
D01197 | * NAB THERMO BAR VALVE INC FAST FIX FITTING KIT & SHOWER SET | Showers | Wolseley (Nabis) | 85.52
D90813 | MIRA JUMP MULTIFIT 8.5KW SHOWER | Showers | Kohler Mira Limited | 99.6
D90814 | MIRA JUMP MULTIFIT 9.5KW SHOWER | Showers | Kohler Mira Limited | 107.52
D90811 | MIRA VIE 8.5KW SHOWER | Showers | Kohler Mira Limited | 93.42
D90812 | MIRA VIE 9.5KW SHOWER | Showers | Kohler Mira Limited | 99.25
D90832 | MIRA SPORT MANUAL SINGLE OUTLET 7.5KW | Showers | Kohler Mira Limited | 192.31
D90833 | MIRA SPORT MANUAL SINGLE OUTLET 9.0KW | Showers | Kohler Mira Limited | 200.85
D90834 | MIRA SPORT MANUAL SINGLE OUTLET 9.8KW | Showers | Kohler Mira Limited | 209.38
D90835 | MIRA SPORT MANUAL SINGLE OUTLET 10.8KW | Showers | Kohler Mira Limited | 217.92
D90842 | MIRA SPORT THERMOSTATIC S/OUTLET 9.0KW | Showers | Kohler Mira Limited | 245.65
D90843 | MIRA SPORT THERMOSTATIC S/OUTLET 9.8KW | Showers | Kohler Mira Limited | 254.18
D90844 | MIRA SPORT MULTI-FIT S/OUTLET 9.0KW | Showers | Kohler Mira Limited | 217.84
D62396 | MIRA CODA PRO EV BAR SHOWER & KIT | Showers | Kohler Mira Limited | 132.49
D62397 | MIRA CODA PRO ERD BAR SHOWER | Showers | Kohler Mira Limited | 199.84
D62477 | MIRA MINILITE EV CHROME SHOWER & KIT | Showers | Kohler Mira Limited | 142.96
D62478 | MIRA MINILITE BIV CHROME SHOWER & KIT | Showers | Kohler Mira Limited | 152.9
D04835 | MIRA ELEMENT BIV MIXER CHROME SHOWER & KIT | Showers | Kohler Mira Limited | 223.97
D62482 | MIRA RELATE BAR VALVE SHOWER & KIT | Showers | Kohler Mira Limited | 121.98
D62483 | MIRA RELATE DUAL OUTLET SHOWER VALVE & KIT | Showers | Kohler Mira Limited | 183.97
D79236 | TRITON VEGA 8.5KW ELECTRIC SHOWER WHITE/CHROME | Showers | Triton Showers | 55.43
J49134 | GROHTHERM 800 THM SHOWER EXP +SHOW.SET | Showers | GROHE | 129.49
D10641 | BRISTAN ZING BAR VALVE WITH FF KIT & SET | Showers | Bristan Limited | 68.05
D10850 | FRENZY C-TOUCH BAR VALVE MULTIMODE KIT | Showers | Bristan Limited | 87.18
D77422 | BRISTAN COBALT DUAL CONTROL SHOWER PK | Showers | Bristan Limited | 239.92
D80249 | COBALT SHOWER PACK 2 COMPLETE | Showers | Bristan Limited | 236.56
D77222 | BRISTAN COBALT DUAL CONTROL VALVE ONLY | Showers | Bristan Limited | 177.24
D10633 | BRISTAN SONIQUE SEQ. EV MIXER & KIT | Showers | Bristan Limited | 114.26
D10634 | BRISTAN SONIQUE SEQ. CONC. MIXER & KIT | Showers | Bristan Limited | 162.97
D10635 | BRISTAN CAPRI SEQUENTIAL EV MIXER & KIT | Showers | Bristan Limited | 125.32
D88190 | BUZZ2 ADJ RIGID RISER DIVERTR SHOWER CHR | Showers | Bristan Limited | 149.07
D88191 | CRAZE2 ADJ RIGID RISER DIV SHOWER CHROME | Showers | Bristan Limited | 180.1
D88133 | HOURGLASS CHROME RECESSED SHOWER VALVE | Showers | Bristan Limited | 243.13
A66804 | HOURGLASS DUAL CONTROL SHOWER PACK | Showers | Bristan Limited | 306.6
C69088 | BRISTAN CARRE THERMO BAR VALVE W/FIXED RISER | Showers | Bristan Limited | 216.04
D74209 | PRISM COOL FAST FIT BAR SHOWER VALVE & KIT CP | Showers | Bristan Limited | 199.26
A44944 | WSTOCK FORD GLACIER WC UNIT 500 | Furniture | Woodstock Exclusive | 322.76
A44945 | WSTOCK FORD STONE WC UNIT 500 | Furniture | Woodstock Exclusive | 322.76
A44946 | WSTOCK FORD LINEN WC UNIT 500 | Furniture | Woodstock Exclusive | 322.76
A44947 | WSTOCK FORD LAGOON WC UNIT 500 | Furniture | Woodstock Exclusive | 322.76
A44948 | WSTOCK FORD CHARCOAL WC UNIT 500 | Furniture | Woodstock Exclusive | 322.76
A44949 | WSTOCK FORD OAK WC UNIT 500 | Furniture | Woodstock Exclusive | 322.76
A44950 | WSTOCK FORD FERN WC UNIT 500 | Furniture | Woodstock Exclusive | 322.76
A44951 | WSTOCK COVE GLACIER WC UNIT 500 | Furniture | Woodstock Exclusive | 322.76
A44952 | WSTOCK COVE STONE WC UNIT 500 | Furniture | Woodstock Exclusive | 322.76
A44953 | WSTOCK COVE LINEN WC UNIT 500 | Furniture | Woodstock Exclusive | 322.76
A44954 | WSTOCK COVE LAGOON WC UNIT 500 | Furniture | Woodstock Exclusive | 322.76
A44955 | WSTOCK COVE CHARCOAL WC UNIT 500 | Furniture | Woodstock Exclusive | 322.76
A44956 | WSTOCK COVE FERN WC UNIT 500 | Furniture | Woodstock Exclusive | 322.76
A44957 | WSTOCK DUNE CHALK WC UNIT 500 | Furniture | Woodstock Exclusive | 322.76
A44958 | WSTOCK DUNE STONE WC UNIT 500 | Furniture | Woodstock Exclusive | 322.76
A44959 | WSTOCK DUNE LINEN WC UNIT 500 | Furniture | Woodstock Exclusive | 322.76
A44960 | WSTOCK DUNE LAGOON WC UNIT 500 | Furniture | Woodstock Exclusive | 322.76
A44961 | WSTOCK DUNE CHARCOAL WC UNIT 500 | Furniture | Woodstock Exclusive | 322.76
A44962 | WSTOCK DUNE FERN WC UNIT 500 | Furniture | Woodstock Exclusive | 322.76
A23576 | TIDE GLACIER 1200 MODULAR COMBO | Furniture | Woodstock Exclusive | 943.41
A23577 | TIDE GLACIER 1500 MODULAR COMBO | Furniture | Woodstock Exclusive | 1125
A23578 | TIDE GLACIER 1500 MODULAR HIGH COMBO | Furniture | Woodstock Exclusive | 1309.7
A23580 | TIDE LUNAR 1200 MODULAR COMBO | Furniture | Woodstock Exclusive | 943.41
A23581 | TIDE LUNAR 1500 MODULAR COMBO | Furniture | Woodstock Exclusive | 1125
A23582 | TIDE LUNAR 1500 MODULAR HIGH COMBO | Furniture | Woodstock Exclusive | 1309.7
A23584 | TIDE CARBON 1200 MODULAR COMBO | Furniture | Woodstock Exclusive | 943.41
A23585 | TIDE CARBON 1500 MODULAR COMBO | Furniture | Woodstock Exclusive | 1125
A23586 | TIDE CARBON 1500 MODULAR HIGH COMBO | Furniture | Woodstock Exclusive | 1309.7
A23590 | TIDE GLACIER 1000 MODULAR COMBO | Furniture | Woodstock Exclusive | 898.62
A23591 | TIDE LUNAR 1000 MODULAR COMBO | Furniture | Woodstock Exclusive | 898.62
A23592 | TIDE CARBON 1000 MODULAR COMBO | Furniture | Woodstock Exclusive | 898.62
A23575 | TIDE GLACIER 600 VANITY UNIT SET | Furniture | Woodstock Exclusive | 426
A23579 | TIDE LUNAR 600 VANITY UNIT SET | Furniture | Woodstock Exclusive | 426
A23583 | TIDE CARBON 600 VANITY UNIT SET | Furniture | Woodstock Exclusive | 426
A23587 | TIDE GLACIER 500 VANITY UNIT SET | Furniture | Woodstock Exclusive | 396.76
A23588 | TIDE LUNAR 500 VANITY UNIT SET | Furniture | Woodstock Exclusive | 396.76
A23589 | TIDE CARBON 500 VANITY UNIT SET | Furniture | Woodstock Exclusive | 396.76
A23593 | FORD GLACIER FSTVAN 600&WC UNIT 500 SET | Furniture | Woodstock Exclusive | 1183.45
A23594 | FORD GLACIER 1200 FFURN COMB+L HAND BAS | Furniture | Woodstock Exclusive | 1185.32
A23595 | FORD GLACIER 1200 FFURN COMB+R HAND BAS | Furniture | Woodstock Exclusive | 1185.32
A23596 | FORD GLACIER 1500 FFURN HR COMB+LHANDBAS | Furniture | Woodstock Exclusive | 1796.64
A23597 | FORD GLACIER1500 FFURN HRS COMB+RHANDBAS | Furniture | Woodstock Exclusive | 1796.64
A23598 | FORD GLACIER 1500 FFURN COMB+L HAND BAS | Furniture | Woodstock Exclusive | 1433.46
A23599 | FORD GLACIER 1500 FFURN COMB+R HAND BAS | Furniture | Woodstock Exclusive | 1433.46
A23600 | FORD GLACIE 1200 FFSLIM COMB+L HAND BAS | Furniture | Woodstock Exclusive | 1176
A23601 | FORD GLACIER 1200 FFSLIM COMB+R HAND BAS | Furniture | Woodstock Exclusive | 1176
A23602 | FORD STONE FLSTAND VAN 600&WC 500SET | Furniture | Woodstock Exclusive | 1183.45
A23603 | FORD STONE 1200 FFURN COMB+L HAND BAS | Furniture | Woodstock Exclusive | 1185.32
A23604 | FORD STONE 1200 FFURN COMB+R HAND BAS | Furniture | Woodstock Exclusive | 1185.32
A23605 | FORD STONE 1500 FFHGS COMB+L HAND BAS | Furniture | Woodstock Exclusive | 1796.64
A23606 | FORD STONE 1500 FFHGS COMB+R HAND BAS | Furniture | Woodstock Exclusive | 1796.64
A23607 | FORD STONE 1500 FFURN COMB+L HAND BAS | Furniture | Woodstock Exclusive | 1433.46
A23608 | FORD STONE 1500 FFURN COMB+R HAND BAS | Furniture | Woodstock Exclusive | 1433.46
A23609 | FORD STONE 1200 FFSLIM COMB+L HAND BAS | Furniture | Woodstock Exclusive | 1176
A23610 | FORD STONE 1200 FFSLIM COMB+R HAND BAS | Furniture | Woodstock Exclusive | 1176
A23611 | FORD LINEN FLSTAND VAN600&WC UNIT500SET | Furniture | Woodstock Exclusive | 1183.45
A23612 | FORD LINEN 1200 FFURN COMB+L HAND BAS | Furniture | Woodstock Exclusive | 1185.32
A23613 | FORD LINEN 1200 FFURN COMB+R HAND BAS | Furniture | Woodstock Exclusive | 1185.32
A23614 | FORD LINEN 1500 FFHGS COMB+L HAND BAS | Furniture | Woodstock Exclusive | 1796.64
A23615 | FORD LINEN 1500 FFHGS COMB+R HAND BAS | Furniture | Woodstock Exclusive | 1796.64
A23616 | FORD LINEN 1500 FFURN COMB+L HAND BAS | Furniture | Woodstock Exclusive | 1433.46
A23617 | FORD LINEN 1500 FFURN COMB+R HAND BAS | Furniture | Woodstock Exclusive | 1433.46
A23618 | FORD LINEN 1200 FFSLIM COMB+L HAND BAS | Furniture | Woodstock Exclusive | 1176
A23619 | FORD LINEN 1200 FFSLIM COMB+R HAND BAS | Furniture | Woodstock Exclusive | 1176
A23620 | FORD LAGOON FLSTAND VAN 600&WC 500SET | Furniture | Woodstock Exclusive | 1183.45
A23621 | FORD LAGOON 1200 FFURN COMB+L HAND BAS | Furniture | Woodstock Exclusive | 1185.32
A23622 | FORD LAGOON 1200 FFURN COMB+R HAND BAS | Furniture | Woodstock Exclusive | 1185.32
A23623 | FORD LAGOON 1500 FFHGS COMB+L HAND BAS | Furniture | Woodstock Exclusive | 1796.64
A23624 | FORD LAGOON 1500 FFHGS COMB+R HAND BAS | Furniture | Woodstock Exclusive | 1796.64
A23625 | FORD LAGOON 1500 FFURN COMB+L HAND BAS | Furniture | Woodstock Exclusive | 1433.46
A23626 | FORD LAGOON 1500 FFURN COMB+R HAND BAS | Furniture | Woodstock Exclusive | 1433.46
A23627 | FORD LAGOON 1200 FFSLIM COMB+L HAND BAS | Furniture | Woodstock Exclusive | 1176
A23628 | FORD LAGOON 1200 FFSLIM COMB+R HAND BAS | Furniture | Woodstock Exclusive | 1176
A23629 | FORD CHARCOAL FLSTAND VAN600&WC 500SET | Furniture | Woodstock Exclusive | 1183.45
A23630 | FORD CHARCOAL 1200 FFURN COMB+L HAND BAS | Furniture | Woodstock Exclusive | 1185.32
A23631 | FORD CHARCOAL 1200 FFURN COMB+R HAND BAS | Furniture | Woodstock Exclusive | 1185.32
A23632 | FORD CHARCOAL 1500 FFHGS COMB+L HAND BAS | Furniture | Woodstock Exclusive | 1796.64
A23633 | FORD CHARCOAL 1500 FFHGS COMB+R HAND BAS | Furniture | Woodstock Exclusive | 1796.64
A23634 | FORD CHARCOAL 1500 FFURN COMB+L HAND BAS | Furniture | Woodstock Exclusive | 1433.46
A23635 | FORD CHARCOAL 1500 FFURN COMB+R HAND BAS | Furniture | Woodstock Exclusive | 1433.46
A23636 | FORD CHARCOAL1200 FFSLIM COMB+L HAND BAS | Furniture | Woodstock Exclusive | 1176
A23637 | FORD CHARCOAL1200 FFSLIM COMB+R HAND BAS | Furniture | Woodstock Exclusive | 1176
A23638 | FORD OAK FLSTAND VAN 600&WC UNIT500SET | Furniture | Woodstock Exclusive | 1183.45
A23639 | FORD OAK 1200 FFURN COMB+L HAND BAS | Furniture | Woodstock Exclusive | 1185.32
A23640 | FORD OAK 1200 FFURN COMB+R HAND BAS | Furniture | Woodstock Exclusive | 1185.32
A23641 | FORD OAK 1500 FFURN HGS COMB+L HAND BAS | Furniture | Woodstock Exclusive | 1796.64
A23642 | FORD OAK 1500 FFURN HGS COMB+R HAND BAS | Furniture | Woodstock Exclusive | 1796.64
A23643 | FORD OAK 1500 FFURN COMB+L HAND BAS | Furniture | Woodstock Exclusive | 1433.46
A23644 | FORD OAK 1500 FFURN COMB+R HAND BAS | Furniture | Woodstock Exclusive | 1433.46
A23645 | FORD OAK 1200 FFSLIM COMB+L HAND BAS | Furniture | Woodstock Exclusive | 1176
A23646 | FORD OAK 1200 FFSLIM COMB+R HAND BAS | Furniture | Woodstock Exclusive | 1176
A23647 | FORD FERN FLSTAND VAN 600&WC UNIT500SET | Furniture | Woodstock Exclusive | 1183.45
A23648 | FORD FERN 1200 FFURN COMB+L HAND BAS | Furniture | Woodstock Exclusive | 1185.32
A23649 | FORD FERN 1200 FFURN COMB+R HAND BAS | Furniture | Woodstock Exclusive | 1185.32
A23650 | FORD FERN 1500 FFHGS COMB+L HAND BAS | Furniture | Woodstock Exclusive | 1796.64
A23651 | FORD FERN 1500 FFHGS COMB+R HAND BAS | Furniture | Woodstock Exclusive | 1796.64
A23652 | FORD FERN 1500 FFURN COMB+L HAND BAS | Furniture | Woodstock Exclusive | 1433.46
A23653 | FORD FERN 1500 FFURN COMB+R HAND BAS | Furniture | Woodstock Exclusive | 1433.46
A23654 | FORD FERN1200 FFSLIM COMB+L HAND BAS | Furniture | Woodstock Exclusive | 1176
A23655 | FORD FERN1200 FFSLIM COMB+R HAND BAS | Furniture | Woodstock Exclusive | 1176
A23656 | COVE GLACIER FLSTAND VAN 600&WC 500SET | Furniture | Woodstock Exclusive | 1168.52
A23657 | COVE GLACIER 1200 FFURN COMB+L HAND BAS | Furniture | Woodstock Exclusive | 1170.4
A23658 | COVE GLACIER 1200 FFURN COMB+R HAND BAS | Furniture | Woodstock Exclusive | 1170.4
A23659 | COVE GLACIER 1500 FFHGS COMB+L HAND BAS | Furniture | Woodstock Exclusive | 1766.79
A23660 | COVE GLACIER 1500 FFHGS COMB+R HAND BAS | Furniture | Woodstock Exclusive | 1766.79
A23661 | COVE GLACIER 1500 FFURN COMB+L HAND BAS | Furniture | Woodstock Exclusive | 1411.07
A23662 | COVE GLACIER 1500 FFURN COMB+R HAND BAS | Furniture | Woodstock Exclusive | 1411.07
A23663 | COVE GLACIER 1200 FFSLIM COMB+L HAND BAS | Furniture | Woodstock Exclusive | 1157.34
A23664 | COVE GLACIER 1200 FFSLIM COMB+R HAND BAS | Furniture | Woodstock Exclusive | 1157.34
A23665 | COVE STONE FLSTAND VAN600&WC UNIT500SET | Furniture | Woodstock Exclusive | 1168.52
A23666 | COVE STONE 1200 FFURN COMB+L HAND BAS | Furniture | Woodstock Exclusive | 1170.4
A23667 | COVE STONE 1200 FFURN COMB+R HAND BAS | Furniture | Woodstock Exclusive | 1170.4
A23668 | COVE STONE 1500 FFHGS COMB+L HAND BAS | Furniture | Woodstock Exclusive | 1766.79
A23669 | COVE STONE 1500 FFHGS COMB+R HAND BAS | Furniture | Woodstock Exclusive | 1766.79
A23670 | COVE STONE 1500 FFURN COMB+L HAND BAS | Furniture | Woodstock Exclusive | 1411.07
A23671 | COVE STONE 1500 FFURN COMB+R HAND BAS | Furniture | Woodstock Exclusive | 1411.07
A23672 | COVE STONE 1200 FFSLIM COMB+L HAND BAS | Furniture | Woodstock Exclusive | 1157.34
A23673 | COVE STONE 1200 FFSLIM COMB+R HAND BAS | Furniture | Woodstock Exclusive | 1157.34
A23674 | COVE LINEN FLSTAND VAN600&WC UNIT500SET | Furniture | Woodstock Exclusive | 1168.52
A23675 | COVE LINEN 1200 FFURN COMB+L HAND BAS | Furniture | Woodstock Exclusive | 1170.4
A23676 | COVE LINEN 1200 FFURN COMB+R HAND BAS | Furniture | Woodstock Exclusive | 1170.4
A23677 | COVE LINEN 1500 FFHGS COMB+L HAND BAS | Furniture | Woodstock Exclusive | 1766.79
A23678 | COVE LINEN 1500 FFHGS COMB+R HAND BAS | Furniture | Woodstock Exclusive | 1766.79
A23679 | COVE LINEN 1500 FFURN COMB+L HAND BAS | Furniture | Woodstock Exclusive | 1411.07
A23680 | COVE LINEN 1500 FFURN COMB+R HAND BAS | Furniture | Woodstock Exclusive | 1411.07
A23681 | COVE LINEN 1200 FFSLIM COMB+L HAND BAS | Furniture | Woodstock Exclusive | 1157.34
A23682 | COVE LINEN 1200 FFSLIM COMB+R HAND BAS | Furniture | Woodstock Exclusive | 1157.34
A23683 | COVE LAGOON FLSTAND VAN600&WC 500SET | Furniture | Woodstock Exclusive | 1168.52
A23684 | COVE LAGOON 1200 FFURN COMB+L HAND BAS | Furniture | Woodstock Exclusive | 1170.4
A23685 | COVE LAGOON 1200 FFURN COMB+R HAND BAS | Furniture | Woodstock Exclusive | 1170.4
A23686 | COVE LAGOON 1500 FFHGS COMB+L HAND BAS | Furniture | Woodstock Exclusive | 1766.79
A23687 | COVE LAGOON 1500 FFHGS COMB+R HAND BAS | Furniture | Woodstock Exclusive | 1766.79
A23688 | COVE LAGOON 1500 FFURN COMB+L HAND BAS | Furniture | Woodstock Exclusive | 1411.07
A23689 | COVE LAGOON 1500 FFURN COMB+R HAND BAS | Furniture | Woodstock Exclusive | 1411.07
A23690 | COVE LAGOON 1200 FFSLIM COMB+L HAND BAS | Furniture | Woodstock Exclusive | 1157.34
A23691 | COVE LAGOON 1200 FFSLIM COMB+R HAND BAS | Furniture | Woodstock Exclusive | 1157.34
A23692 | COVE CHARCOAL FLSTAND VAN 600&WC 500SET | Furniture | Woodstock Exclusive | 1168.52
A23693 | COVE CHARCOAL 1200 FFURN COMB+L HAND BAS | Furniture | Woodstock Exclusive | 1170.4
A23694 | COVE CHARCOAL 1200 FFURN COMB+R HAND BAS | Furniture | Woodstock Exclusive | 1170.4
A23695 | COVE CHARCOAL 1500 FFHGS COMB+L HAND BAS | Furniture | Woodstock Exclusive | 1766.79
A23696 | COVE CHARCOAL 1500 FFHGS COMB+R HAND BAS | Furniture | Woodstock Exclusive | 1766.79
A23697 | COVE CHARCOAL 1500 FFURN COMB+L HAND BAS | Furniture | Woodstock Exclusive | 1411.07
A23698 | COVE CHARCOAL 1500 FFURN COMB+R HAND BAS | Furniture | Woodstock Exclusive | 1411.07
A23699 | COVE CHARCOAL1200 FFSLIM COMB+L HAND BAS | Furniture | Woodstock Exclusive | 1157.34
A23700 | COVE CHARCOAL1200 FFSLIM COMB+R HAND BAS | Furniture | Woodstock Exclusive | 1157.34
A23701 | COVE FERN FLSTAND VAN 600&WC UNIT500SET | Furniture | Woodstock Exclusive | 1168.52
A23702 | COVE FERN 1200 FFURN COMB+L HAND BAS | Furniture | Woodstock Exclusive | 1170.4
A23703 | COVE FERN 1200 FFURN COMB+R HAND BAS | Furniture | Woodstock Exclusive | 1170.4
A23704 | COVE FERN 1500 FFHGS COMB+L HAND BAS | Furniture | Woodstock Exclusive | 1766.79
A23705 | COVE FERN 1500 FFHGS COMB+R HAND BAS | Furniture | Woodstock Exclusive | 1766.79
A23706 | COVE FERN 1500 FFURN COMB+L HAND BAS | Furniture | Woodstock Exclusive | 1411.07
A23707 | COVE FERN 1500 FFURN COMB+R HAND BAS | Furniture | Woodstock Exclusive | 1411.07
A23708 | COVE FERN1200 FFSLIM COMB+L HAND BAS | Furniture | Woodstock Exclusive | 1157.34
A23709 | COVE FERN1200 FFSLIM COMB+R HAND BAS | Furniture | Woodstock Exclusive | 1157.34
A23710 | DUNE CHALK FLSTAND VAN600&WC UNIT500SET | Furniture | Woodstock Exclusive | 1180.96
A23711 | DUNE CHALK 1200 FFURN COMB+L HAND BAS | Furniture | Woodstock Exclusive | 1182.83
A23712 | DUNE CHALK 1200 FFURN COMB+R HAND BAS | Furniture | Woodstock Exclusive | 1182.83
A23713 | DUNE CHALK 1500 FFHGS COMB+L HAND BAS | Furniture | Woodstock Exclusive | 1791.65
A23714 | DUNE CHALK 1500 FFHGS COMB+R HAND BAS | Furniture | Woodstock Exclusive | 1791.65
A23715 | DUNE CHALK 1500 FFURN COMB+L HAND BAS | Furniture | Woodstock Exclusive | 1429.72
A23716 | DUNE CHALK 1500 FFURN COMB+R HAND BAS | Furniture | Woodstock Exclusive | 1429.72
A23717 | DUNE CHALK 1200 FFSLIM COMB+L HAND BAS | Furniture | Woodstock Exclusive | 1173.5
A23718 | DUNE CHALK 1200 FFSLIM COMB+R HAND BAS | Furniture | Woodstock Exclusive | 1173.5
A23719 | DUNE STONE FLSTAND VAN600&WC UNIT500SET | Furniture | Woodstock Exclusive | 1180.96
A23720 | DUNE STONE 1200 FFURN COMB+L HAND BAS | Furniture | Woodstock Exclusive | 1182.83
A23721 | DUNE STONE 1200 FFURN COMB+R HAND BAS | Furniture | Woodstock Exclusive | 1182.83
A23722 | DUNE STONE 1500 FFHGS COMB+L HAND BAS | Furniture | Woodstock Exclusive | 1791.65
A23723 | DUNE STONE 1500 FFHGS COMB+R HAND BAS | Furniture | Woodstock Exclusive | 1791.65
A23724 | DUNE STONE 1500 FFURN COMB+L HAND BAS | Furniture | Woodstock Exclusive | 1429.72
A23725 | DUNE STONE 1500 FFURN COMB+R HAND BAS | Furniture | Woodstock Exclusive | 1429.72
A23726 | DUNE STONE 1200 FFSLIM COMB+L HAND BAS | Furniture | Woodstock Exclusive | 1169.77
A23727 | DUNE STONE 1200 FFSLIM COMB+R HAND BAS | Furniture | Woodstock Exclusive | 1169.77
A23728 | DUNE LINEN FLSTAND VAN 600&WC 500SET | Furniture | Woodstock Exclusive | 1180.96
A23729 | DUNE LINEN 1200 FFURN COMB+L HAND BAS | Furniture | Woodstock Exclusive | 1182.83
A23730 | DUNE LINEN 1200 FFURN COMB+R HAND BAS | Furniture | Woodstock Exclusive | 1182.83
A23731 | DUNE LINEN 1500 FFHGS COMB+L HAND BAS | Furniture | Woodstock Exclusive | 1791.65
A23732 | DUNE LINEN 1500 FFHGS COMB+R HAND BAS | Furniture | Woodstock Exclusive | 1791.65
A23733 | DUNE LINEN 1500 FFURN COMB+L HAND BAS | Furniture | Woodstock Exclusive | 1429.72
A23734 | DUNE LINEN 1500 FFURN COMB+R HAND BAS | Furniture | Woodstock Exclusive | 1429.72
A23735 | DUNE LINEN 1200 FFSLIM COMB+L HAND BAS | Furniture | Woodstock Exclusive | 1173.5
A23736 | DUNE LINEN 1200 FFSLIM COMB+R HAND BAS | Furniture | Woodstock Exclusive | 1173.5
A23737 | DUNE LAGOON FL STAND VAN600&WC 500SET | Furniture | Woodstock Exclusive | 1180.96
A23738 | DUNE LAGOON 1200 FFURN COMB+L HAND BAS | Furniture | Woodstock Exclusive | 1182.83
A23739 | DUNE LAGOON 1200 FFURN COMB+R HAND BAS | Furniture | Woodstock Exclusive | 1182.83
A23740 | DUNE LAGOON 1500 FFHGS COMB+L HAND BAS | Furniture | Woodstock Exclusive | 1791.65
A23741 | DUNE LAGOON 1500 FFHGS COMB+R HAND BAS | Furniture | Woodstock Exclusive | 1791.65
A23742 | DUNE LAGOON 1500 FFURN COMB+L HAND BAS | Furniture | Woodstock Exclusive | 1429.72
A23743 | DUNE LAGOON 1500 FFURN COMB+R HAND BAS | Furniture | Woodstock Exclusive | 1429.72
A23744 | DUNE LAGOON 1200 FFSLIM COMB+L HAND BAS | Furniture | Woodstock Exclusive | 1169.77
A23745 | DUNE LAGOON 1200 FFSLIM COMB+R HAND BAS | Furniture | Woodstock Exclusive | 1169.77
A23746 | DUNE CHARCOAL FL STAND VAN600&WC 500SET | Furniture | Woodstock Exclusive | 1180.96
A23747 | DUNE CHARCOAL 1200 FFURN COMB+L HAND BAS | Furniture | Woodstock Exclusive | 1182.83
A23748 | DUNE CHARCOAL 1200 FFURN COMB+R HAND BAS | Furniture | Woodstock Exclusive | 1182.83
A23749 | DUNE CHARCOAL 1500 FFHGS COMB+L HAND BAS | Furniture | Woodstock Exclusive | 1791.65
A23750 | DUNE CHARCOAL 1500 FFHGS COMB+R HAND BAS | Furniture | Woodstock Exclusive | 1791.65
A23751 | DUNE CHARCOAL 1500 FFURN COMB+L HAND BAS | Furniture | Woodstock Exclusive | 1429.72
A23752 | DUNE CHARCOAL 1500 FFURN COMB+R HAND BAS | Furniture | Woodstock Exclusive | 1429.72
A23753 | DUNE CHARCOAL1200 FFSLIM COMB+L HAND BAS | Furniture | Woodstock Exclusive | 1169.77
A23754 | DUNE CHARCOAL1200 FFSLIM COMB+R HAND BAS | Furniture | Woodstock Exclusive | 1169.77
A23755 | DUNE FERN FLSTAND VAN 600&WC UNIT500SET | Furniture | Woodstock Exclusive | 1180.96
A23756 | DUNE FERN 1200 FFURN COMB+L HAND BAS | Furniture | Woodstock Exclusive | 1182.83
A23757 | DUNE FERN 1200 FFURN COMB+R HAND BAS | Furniture | Woodstock Exclusive | 1182.83
A23758 | DUNE FERN 1500 FFHGS COMB+L HAND BAS | Furniture | Woodstock Exclusive | 1791.65
A23759 | DUNE FERN 1500 FFHGS COMB+R HAND BAS | Furniture | Woodstock Exclusive | 1791.65
A23760 | DUNE FERN 1500 FFURN COMB+L HAND BAS | Furniture | Woodstock Exclusive | 1429.72
A23761 | DUNE FERN 1500 FFURN COMB+R HAND BAS | Furniture | Woodstock Exclusive | 1429.72
A23762 | DUNE FERN1200 FFSLIM COMB+L HAND BAS | Furniture | Woodstock Exclusive | 1169.77
A23763 | DUNE FERN1200 FFSLIM COMB+R HAND BAS | Furniture | Woodstock Exclusive | 1169.77
A23764 | FORD GLACIER FLST 2DOOR VAN600+LAVANTBAS | Furniture | Woodstock Exclusive | 552.23
A23765 | FORD STONE FLST 2DOOR VAN600+LAVANT BAS | Furniture | Woodstock Exclusive | 552.23
A23766 | FORD LINEN FLST 2DOOR VAN600+LAVANT BAS | Furniture | Woodstock Exclusive | 552.23
A23767 | FORD LAGOON FLST 2DOOR VAN600+LAVANT BAS | Furniture | Woodstock Exclusive | 552.23
A23768 | FORD CHARCOAL FLST2DOOR VAN600+LAVANTBAS | Furniture | Woodstock Exclusive | 552.23
A23769 | FORD OAK FLST 2DOOR VAN600+LAVANT BAS | Furniture | Woodstock Exclusive | 552.23
A23770 | FORD FERN FLST 2DOOR VAN600+LAVANT BAS | Furniture | Woodstock Exclusive | 552.23
A23771 | COVE GLACIER FLST2DOOR VAN600+LAVANT BAS | Furniture | Woodstock Exclusive | 552.23
A23772 | COVE STONE FLST 2DOOR VAN600+LAVANT BAS | Furniture | Woodstock Exclusive | 552.23
A23773 | COVE LINEN FLST 2DOOR VAN600+LAVANT BAS | Furniture | Woodstock Exclusive | 552.23
A23774 | COVE LAGOON FLST 2DOOR VAN600+LAVANT BAS | Furniture | Woodstock Exclusive | 552.23
A23775 | COVE CHARCOAL FLST2DOOR VAN600+LAVANTBAS | Furniture | Woodstock Exclusive | 552.23
A23776 | COVE FERN FLST 2DOOR VAN600+LAVANT BAS | Furniture | Woodstock Exclusive | 552.23
A23777 | DUNE CHALK FLST 2DOOR VAN600+LAVANT BAS | Furniture | Woodstock Exclusive | 552.23
A23778 | DUNE STONE FLST 2DOOR VAN600+LAVANT BAS | Furniture | Woodstock Exclusive | 552.23
A23779 | DUNE LINEN FLST 2DOOR VAN600+LAVANT BAS | Furniture | Woodstock Exclusive | 552.23
A23780 | DUNE LAGOON FLST 2DOOR VAN600+LAVANT BAS | Furniture | Woodstock Exclusive | 552.23
A23781 | DUNE CHARCOAL FLST2DOOR VAN600+LAVANTBAS | Furniture | Woodstock Exclusive | 552.23
A23782 | DUNE FERN FLST 2DOOR VAN600+LAVANT BAS | Furniture | Woodstock Exclusive | 552.23
A23783 | FORD GLACIER SLIM WC500 SLEEKBTW WC&CIST | Furniture | Woodstock Exclusive | 616.29
A23784 | FORD STONE SLIM WC500 SLEEK BTW WC&CIST | Furniture | Woodstock Exclusive | 616.29
A23785 | FORD LINEN SLIM WC500 SLEEK BTW WC&CIST | Furniture | Woodstock Exclusive | 616.29
A23786 | FORD LAGOON SLIM WC500 SLEEK BTW WC&CIST | Furniture | Woodstock Exclusive | 616.29
A23787 | FORD CHARCOALSLIMWC500 SLEEK BTW WC&CIST | Furniture | Woodstock Exclusive | 616.29
A23788 | FORD OAK SLIMWCUNIT500 SLEEK BTW WC&CIST | Furniture | Woodstock Exclusive | 616.29
A23789 | FORD FERN SLIM WC500 SLEEK BTW WC&CIST | Furniture | Woodstock Exclusive | 616.29
A23790 | COVE GLACIERSLIM WC500 SLEEK BTW WC&CIST | Furniture | Woodstock Exclusive | 616.29
A23791 | COVE STONE SLIM WC500 SLEEK BTW WC&CIST | Furniture | Woodstock Exclusive | 616.29
A23792 | COVE LINEN SLIM WC500 SLEEK BTW WC&CIST | Furniture | Woodstock Exclusive | 616.29
A23793 | COVE LAGOON SLIM WC500 SLEEK BTW WC&CIST | Furniture | Woodstock Exclusive | 616.29
A23794 | COVE CHARCOALSLIM WC500 SLEEKBTW WC&CIST | Furniture | Woodstock Exclusive | 616.29
A23795 | COVE FERN SLIM WC500 SLEEK BTW WC&CIST | Furniture | Woodstock Exclusive | 616.29
A23796 | DUNE CHALK SLIM WC500 SLEEK BTW WC&CIST | Furniture | Woodstock Exclusive | 616.29
A23797 | DUNE STONE SLIM WC500 SLEEK BTW WC&CIST | Furniture | Woodstock Exclusive | 616.29
A23798 | DUNE LINEN SLIM WC500 SLEEK BTW WC&CIST | Furniture | Woodstock Exclusive | 616.29
A23799 | DUNE LAGOON SLIM WC500 SLEEK BTW WC&CIST | Furniture | Woodstock Exclusive | 616.29
A23800 | DUNE CHARCOALSLIM WC500 SLEEKBTW WC&CIST | Furniture | Woodstock Exclusive | 616.29
A23801 | DUNE FERN SLIM WC500 SLEEK BTW WC&CIST | Furniture | Woodstock Exclusive | 616.29
A44773 | WDSTK FORD GLACIER600 VAN500 WCSET NO WC | Furniture | Woodstock Exclusive | 889.92
A44774 | WSTOCK F/GLACIER 1200 FFCOMB LH NO WC | Furniture | Woodstock Exclusive | 891.79
A44775 | WSTOCK F/GLACIER 1200 FFCOMB RH NO WC | Furniture | Woodstock Exclusive | 891.79
A44776 | WDSTK F/GLACIER 1500 FF H COMB LH NO WC | Furniture | Woodstock Exclusive | 1503.11
A44777 | WDSTK F/GLACIER 1500 FF H COMB RH NO WC | Furniture | Woodstock Exclusive | 1503.11
A44778 | WSTOCK F/GLACIER 1500 FFCOMB LH NO WC | Furniture | Woodstock Exclusive | 1139.93
A44779 | WSTOCK F/GLACIER 1500 FFCOMB RH NO WC | Furniture | Woodstock Exclusive | 1139.93
A44780 | WSTOCK F/GLACIER 1200FF SL COMB LH NO WC | Furniture | Woodstock Exclusive | 882.47
A44781 | WSTOCK F/GLACIER 1200FF SL COMB RH NO WC | Furniture | Woodstock Exclusive | 878.74
A44782 | WSTOCK F/STONE 600 VAN500 WC SET NO WC | Furniture | Woodstock Exclusive | 889.92
A44783 | WSTOCK FORD STONE 1200 FF COMB LH NO WC | Furniture | Woodstock Exclusive | 891.79
A44784 | WSTOCK FORD STONE 1200 FF COMB RH NO WC | Furniture | Woodstock Exclusive | 891.79
A44785 | WSTOCK F/STONE 1500 FF HG COMB LH NO WC | Furniture | Woodstock Exclusive | 1503.11
A44786 | WSTOCK F/STONE 1500 FF HG COMB RH NO WC | Furniture | Woodstock Exclusive | 1503.11
A44787 | WSTOCK FORD STONE 1500 FF COMB LH NO WC | Furniture | Woodstock Exclusive | 1139.93
A44788 | WSTOCK FORD STONE 1500 FF COMB RH NO WC | Furniture | Woodstock Exclusive | 1139.93
A44789 | WSTOCK F/STONE 1200 FF SL COMB LH NO WC | Furniture | Woodstock Exclusive | 882.47
A44790 | WSTOCK F/STONE 1200 FF SL COMB RH NO WC | Furniture | Woodstock Exclusive | 878.74
A44791 | WSTOCK F/LINEN 600 VAN500 WC SET NO WC | Furniture | Woodstock Exclusive | 889.92
A44792 | WSTOCK FORD LINEN 1200 FF COMB LH NO WC | Furniture | Woodstock Exclusive | 891.79
A44793 | WSTOCK FORD LINEN 1200 FF COMB RH NO WC | Furniture | Woodstock Exclusive | 891.79
A44794 | WSTOCK F/LINEN 1500 FF HG COMB LH NO WC | Furniture | Woodstock Exclusive | 1503.11
A44795 | WSTOCK F/LINEN 1500 FF HG COMB RH NO WC | Furniture | Woodstock Exclusive | 1503.11
A44796 | WSTOCK FORD LINEN 1500 FF COMB LH NO WC | Furniture | Woodstock Exclusive | 1139.93
A44797 | WSTOCK FORD LINEN 1500 FF COMB RH NO WC | Furniture | Woodstock Exclusive | 1139.93
A44798 | WSTOCK F/LINEN 1200 FF SL COMB LH NO WC | Furniture | Woodstock Exclusive | 882.47
A44799 | WSTOCK F/LINEN 1200 FF SL COMB RH NO WC | Furniture | Woodstock Exclusive | 878.74
A44800 | WDSTK FORD LAGOON600 VAN500 WCSET NO WC | Furniture | Woodstock Exclusive | 889.92
A44801 | WSTOCK FORD LAGOON 1200 FF COMBLH NO WC | Furniture | Woodstock Exclusive | 891.79
A44802 | WSTOCK FORD LAGOON 1200 FF COMBRH NO WC | Furniture | Woodstock Exclusive | 891.79
A44803 | WDSTK FORD LAGOON1500 FF H/COMB LH NO WC | Furniture | Woodstock Exclusive | 1503.11
A44804 | WDSTK FORD LAGOON1500 FF H/COMB RH NO WC | Furniture | Woodstock Exclusive | 1503.11
A44805 | WSTOCK FORD LAGOON 1500 FF COMBLH NO WC | Furniture | Woodstock Exclusive | 1139.93
A44806 | WSTOCK FORD LAGOON 1500 FF COMBRH NO WC | Furniture | Woodstock Exclusive | 1139.93
A44807 | WSTOCK F/LAGOON 1200 FF SLCOB LH NO WC | Furniture | Woodstock Exclusive | 882.47
A44808 | WSTOCK F/LAGOON 1200 FF SLCOB RH NO WC | Furniture | Woodstock Exclusive | 878.74
A44809 | WDSTK FORD CHCOAL600 VAN500 WCSET NO WC | Furniture | Woodstock Exclusive | 889.92
A44810 | WSTOCK FORD CHCOAL 1200 FF COMBLH NO WC | Furniture | Woodstock Exclusive | 891.79
A44811 | WSTOCK FORD CHCOAL 1200 FF COMBRH NO WC | Furniture | Woodstock Exclusive | 891.79
A44812 | WDSTK FORD CHCOAL1500 FF H/COMB LH NO WC | Furniture | Woodstock Exclusive | 1503.11
A44813 | WDSTK FORD CHCOAL1500 FF H/COMB RH NO WC | Furniture | Woodstock Exclusive | 1503.11
A44814 | WSTOCK FORD CHCOAL 1500 FF COMBLH NO WC | Furniture | Woodstock Exclusive | 1139.93
A44815 | WSTOCK FORD CHCOAL 1500 FF COMBRH NO WC | Furniture | Woodstock Exclusive | 1139.93
A44816 | WSTOCK F/CHARCOAL 1200 FF SLCOB LH NO WC | Furniture | Woodstock Exclusive | 882.47
A44817 | WSTOCK F/CHARCOAL 1200 FF SLCOB RH NO WC | Furniture | Woodstock Exclusive | 878.74
A44818 | WSTOCK FORD OAK600 VAN500 WC SET NO WC | Furniture | Woodstock Exclusive | 889.92
A44819 | WSTOCK FORD OAK 1200 FF COMBO LH NO WC | Furniture | Woodstock Exclusive | 891.79
A44820 | WSTOCK FORD OAK 1200 FF COMBO RH NO WC | Furniture | Woodstock Exclusive | 891.79
A44821 | WSTOCK FORD OAK1500 FF H/COMB LH NO WC | Furniture | Woodstock Exclusive | 1503.11
A44822 | WSTOCK FORD OAK1500 FF H/COMBO RH NO WC | Furniture | Woodstock Exclusive | 1503.11
A44823 | WSTOCK FORD OAK 1500 FF COMBO LH NO WC | Furniture | Woodstock Exclusive | 1139.93
A44824 | WSTOCK FORD OAK 1500 FF COMBO RH NO WC | Furniture | Woodstock Exclusive | 1139.93
A44825 | WSTOCK FORD OAK 1200 FF SL COMBLH NO WC | Furniture | Woodstock Exclusive | 882.47
A44826 | WSTOCK FORD OAK 1200 FF SL COMBRH NO WC | Furniture | Woodstock Exclusive | 878.74
A44827 | WSTOCK F/FERN 600 VAN500 WC SET NO WC | Furniture | Woodstock Exclusive | 889.92
A44828 | WSTOCK FORD FERN 1200 FF COMBO LH NO WC | Furniture | Woodstock Exclusive | 891.79
A44829 | WSTOCK FORD FERN 1200 FF COMBO RH NO WC | Furniture | Woodstock Exclusive | 891.79
A44830 | WSTOCK F/FERN 1500 FF H/COMB LH NO WC | Furniture | Woodstock Exclusive | 1503.11
A44831 | WSTOCK F/FERN 1500 FF H/COMB RH NO WC | Furniture | Woodstock Exclusive | 1503.11
A44832 | WSTOCK FORD FERN 1500 FF COMBO LH NO WC | Furniture | Woodstock Exclusive | 1139.93
A44833 | WSTOCK FORD FERN 1500 FF COMBO RH NO WC | Furniture | Woodstock Exclusive | 1139.93
A44834 | WSTOCK F/FERN 1200 FF SL COMBO LH NO WC | Furniture | Woodstock Exclusive | 882.47
A44835 | WSTOCK F/FERN 1200 FF SL COMBO RH NO WC | Furniture | Woodstock Exclusive | 878.74
A44836 | WDSTK COVE GLACIER600 VAN500 WCSET NO WC | Furniture | Woodstock Exclusive | 875
A44837 | WSTOCK C/GLACIER 1200 FFCOMB LH NO WC | Furniture | Woodstock Exclusive | 876.87
A44838 | WSTOCK C/GLACIER 1200 FFCOMB RH NO WC | Furniture | Woodstock Exclusive | 876.87
A44839 | WDSTK C/GLACIER 1500 FF H COMB LH NO WC | Furniture | Woodstock Exclusive | 1473.26
A44840 | WDSTK C/GLACIER 1500 FF H COMB RH NO WC | Furniture | Woodstock Exclusive | 1473.26
A44841 | WSTOCK C/GLACIER 1500 FFCOMB LH NO WC | Furniture | Woodstock Exclusive | 1117.54
A44842 | WSTOCK C/GLACIER 1500 FFCOMB RH NO WC | Furniture | Woodstock Exclusive | 1117.54
A44843 | WDSTK C/GLACIER 1200 FF SL COMB LH NO WC | Furniture | Woodstock Exclusive | 863.81
A44844 | WDSTK C/GLACIER 1200 FF SL COMB RH NO WC | Furniture | Woodstock Exclusive | 863.81
A44845 | WSTOCK C/STONE 600 VAN 500 WC SET NO WC | Furniture | Woodstock Exclusive | 875
A44846 | WSTOCK COVE STONE 1200 FF COMB LH NO WC | Furniture | Woodstock Exclusive | 876.87
A44847 | WSTOCK COVE STONE 1200 FF COMB RH NO WC | Furniture | Woodstock Exclusive | 876.87
A44848 | WSTOCK C/STONE 1500 FF HG COMB LH NO WC | Furniture | Woodstock Exclusive | 1473.26
A44849 | WSTOCK C/STONE1500 FF HG COMB RH NO WC | Furniture | Woodstock Exclusive | 1473.26
A44850 | WSTOCK COVE STONE 1500 FF COMB LH NO WC | Furniture | Woodstock Exclusive | 1117.54
A44851 | WSTOCK COVE STONE 1500 FF COMB RH NO WC | Furniture | Woodstock Exclusive | 1117.54
A44852 | WSTOCK C/STONE1200 FF SL COMB LH NO WC | Furniture | Woodstock Exclusive | 863.81
A44853 | WSTOCK C/STONE1200 FF SL COMB RH NO WC | Furniture | Woodstock Exclusive | 863.81
A44854 | WSTOCK C/LINEN 600 VAN 500 WC SET NO WC | Furniture | Woodstock Exclusive | 875
A44855 | WSTOCK COVE LINEN 1200 FF COMB LH NO WC | Furniture | Woodstock Exclusive | 876.87
A44856 | WSTOCK COVE LINEN 1200 FF COMB RH NO WC | Furniture | Woodstock Exclusive | 876.87
A44857 | WSTOCK C/LINEN 1500 FF HG COMB LH NO WC | Furniture | Woodstock Exclusive | 1473.26
A44858 | WSTOCK C/LINEN 1500 FF HG COMB RH NO WC | Furniture | Woodstock Exclusive | 1473.26
A44859 | WSTOCK COVE LINEN 1500 FF COMB LH NO WC | Furniture | Woodstock Exclusive | 1117.54
A44860 | WSTOCK COVE LINEN 1500 FF COMB RH NO WC | Furniture | Woodstock Exclusive | 1117.54
A44861 | WSTOCK C/LINEN 1200 FF SL COMB LH NO WC | Furniture | Woodstock Exclusive | 863.81
A44862 | WSTOCK C/LINEN 1200 FF SL COMB RH NO WC | Furniture | Woodstock Exclusive | 863.81
A44863 | WDSTK COVE LAGOON600 VAN500 WCSET NO WC | Furniture | Woodstock Exclusive | 875
A44864 | WSTOCK COVE LAGOON 1200 FF COMBLH NO WC | Furniture | Woodstock Exclusive | 876.87
A44865 | WSTOCK COVE LAGOON 1200 FF COMBRH NO WC | Furniture | Woodstock Exclusive | 876.87
A44866 | WDSTK COVE LAGOON1500 FF H/COMB LH NO WC | Furniture | Woodstock Exclusive | 1473.26
A44867 | WDSTK COVE LAGOON1500 FF H/COMB RH NO WC | Furniture | Woodstock Exclusive | 1473.26
A44868 | WSTOCK COVE LAGOON 1500 FF COMBLH NO WC | Furniture | Woodstock Exclusive | 1117.54
A44869 | WSTOCK COVE LAGOON 1500 FF COMBRH NO WC | Furniture | Woodstock Exclusive | 1117.54
A44870 | WDSTK C/LAGOON 1200 FF SL COMB LH NO WC | Furniture | Woodstock Exclusive | 863.81
A44871 | WDSTK C/LAGOON 1200 FF SL COMB RH NO WC | Furniture | Woodstock Exclusive | 863.81
A44872 | WDSTK COVE CHCOAL600 VAN500 WCSET NO WC | Furniture | Woodstock Exclusive | 875
A44873 | WSTOCK COVE CHCOAL 1200 FF COMBLH NO WC | Furniture | Woodstock Exclusive | 876.87
A44874 | WSTOCK COVE CHCOAL 1200 FF COMBRH NO WC | Furniture | Woodstock Exclusive | 876.87
A44875 | WDSTK COVE CHCOAL1500 FF H/COMB LH NO WC | Furniture | Woodstock Exclusive | 1473.26
A44876 | WDSTK COVE CHCOAL1500 FF H/COMB RH NO WC | Furniture | Woodstock Exclusive | 1473.26
A44877 | WSTOCK COVE CHCOAL 1500 FF COMBLH NO WC | Furniture | Woodstock Exclusive | 1117.54
A44878 | WSTOCK COVE CHCOAL 1500 FF COMBRH NO WC | Furniture | Woodstock Exclusive | 1117.54
A44879 | WDSTK C/CHARCOL 1200 FF SL COMB LH NO WC | Furniture | Woodstock Exclusive | 863.81
A44880 | WDSTK C/CHARCOL 1200 FF SL COMB RH NO WC | Furniture | Woodstock Exclusive | 863.81
A44881 | WSTOCK C/FERN 600 VAN 500 WC SET NO WC | Furniture | Woodstock Exclusive | 875
A44882 | WSTOCK COVE FERN 1200 FF COMBO LH NO WC | Furniture | Woodstock Exclusive | 876.87
A44883 | WSTOCK COVE FERN 1200 FF COMBO RH NO WC | Furniture | Woodstock Exclusive | 876.87
A44884 | WSTOCK COVE FERN 1500 FF H/COMB LH NO WC | Furniture | Woodstock Exclusive | 1473.26
A44885 | WSTOCK COVE FERN 1500 FF H/COMB RH NO WC | Furniture | Woodstock Exclusive | 1473.26
A44886 | WSTOCK COVE FERN 1500 FF COMBO LH NO WC | Furniture | Woodstock Exclusive | 1117.54
A44887 | WSTOCK COVE FERN 1500 FF COMBO RH NO WC | Furniture | Woodstock Exclusive | 1117.54
A44888 | WSTOCK C/FERN 1200 FF SL COMB LH NO WC | Furniture | Woodstock Exclusive | 863.81
A44889 | WSTOCK C/FERN 1200 FF SL COMB RH NO WC | Furniture | Woodstock Exclusive | 863.81
A44890 | WSTOCK D/CHALK 600 VAN 500 WC SET NO WC | Furniture | Woodstock Exclusive | 887.43
A44891 | WSTOCK DUNE CHALK 1200 FF COMB LH NO WC | Furniture | Woodstock Exclusive | 889.3
A44892 | WSTOCK DUNE CHALK 1200 FF COMB RH NO WC | Furniture | Woodstock Exclusive | 889.3
A44893 | WSTOCK D/CHALK 1500 FF HG COMB LH NO WC | Furniture | Woodstock Exclusive | 1498.12
A44894 | WSTOCK D/CHALK 1500 FF HG COMB RH NO WC | Furniture | Woodstock Exclusive | 1498.12
A44895 | WSTOCK DUNE CHALK 1500 FF COMB LH NO WC | Furniture | Woodstock Exclusive | 1136.19
A44896 | WSTOCK DUNE CHALK 1500 FF COMB RH NO WC | Furniture | Woodstock Exclusive | 1136.19
A44897 | WSTOCK D/CHALK 1200 FF SL COMB LH NO WC | Furniture | Woodstock Exclusive | 879.97
A44898 | WSTOCK D/CHALK 1200 FF SL COMB RH NO WC | Furniture | Woodstock Exclusive | 879.97
A44899 | WSTOCK D/STONE 600 VAN 500 WC SET NO WC | Furniture | Woodstock Exclusive | 887.43
A44900 | WSTOCK DUNE STONE 1200 FF COMB LH NO WC | Furniture | Woodstock Exclusive | 889.3
A44901 | WSTOCK DUNE STONE 1200 FF COMB RH NO WC | Furniture | Woodstock Exclusive | 889.3
A44902 | WSTOCK D/STONE 1500 FF HG COMB LH NO WC | Furniture | Woodstock Exclusive | 1498.12
A44903 | WSTOCK D/STONE 1500 FF HG COMB RH NO WC | Furniture | Woodstock Exclusive | 1498.12
A44904 | WSTOCK DUNE STONE 1500 FF COMB LH NO WC | Furniture | Woodstock Exclusive | 1136.19
A44905 | WSTOCK DUNE STONE 1500 FF COMB RH NO WC | Furniture | Woodstock Exclusive | 1136.19
A44906 | WSTOCK D/STONE 1200 FF SL COMB LH NO WC | Furniture | Woodstock Exclusive | 879.97
A44907 | WSTOCK D/STONE 1200 FF SL COMB RH NO WC | Furniture | Woodstock Exclusive | 879.97
A44908 | WSTOCK D/LINEN 600 VAN 500 WC SET NO WC | Furniture | Woodstock Exclusive | 887.43
A44909 | WSTOCK DUNE LINEN 1200 FF COMB LH NO WC | Furniture | Woodstock Exclusive | 889.3
A44910 | WSTOCK DUNE LINEN 1200 FF COMB RH NO WC | Furniture | Woodstock Exclusive | 889.3
A44911 | WSTOCK D/LINEN 1500 FF HG COMB LH NO WC | Furniture | Woodstock Exclusive | 1498.12
A44912 | WSTOCK D/LINEN 1500 FF HG COMB RH NO WC | Furniture | Woodstock Exclusive | 1498.12
A44913 | WSTOCK DUNE LINEN 1500 FF COMB LH NO WC | Furniture | Woodstock Exclusive | 1136.19
A44914 | WSTOCK DUNE LINEN 1500 FF COMB RH NO WC | Furniture | Woodstock Exclusive | 1136.19
A44915 | WSTOCK D/LINEN 1200 FF SL COMB LH NO WC | Furniture | Woodstock Exclusive | 879.97
A44916 | WSTOCK D/LINEN 1200 FF SL COMB RH NO WC | Furniture | Woodstock Exclusive | 879.97
A44917 | WDSTK DUNE LAGOON600 VAN500 WCSET NO WC | Furniture | Woodstock Exclusive | 887.43
A44918 | WSTOCK DUNE LAGOON 1200 FF COMBLH NO WC | Furniture | Woodstock Exclusive | 889.3
A44919 | WSTOCK DUNE LAGOON 1200 FF COMBRH NO WC | Furniture | Woodstock Exclusive | 889.3
A44920 | WDSTK DUNE LAGOON1500 FF H/COMB LH NO WC | Furniture | Woodstock Exclusive | 1498.12
A44921 | WDSTK DUNE LAGOON1500 FF H/COMB RH NO WC | Furniture | Woodstock Exclusive | 1498.12
A44922 | WSTOCK DUNE LAGOON 1500 FF COMBLH NO WC | Furniture | Woodstock Exclusive | 1136.19
A44923 | WSTOCK DUNE LAGOON 1500 FF COMBRH NO WC | Furniture | Woodstock Exclusive | 1136.19
A44924 | WDSTK D/LAGOON 1200 FF SL COMB LH NO WC | Furniture | Woodstock Exclusive | 879.97
A44925 | WDSTK D/LAGOON 1200 FF SL COMB RH NO WC | Furniture | Woodstock Exclusive | 879.97
A44926 | WDSTK DUNE CHCOAL600 VAN500 WCSET NO WC | Furniture | Woodstock Exclusive | 887.43
A44927 | WSTOCK DUNE CHCOAL 1200 FF COMBLH NO WC | Furniture | Woodstock Exclusive | 889.3
A44928 | WSTOCK DUNE CHCOAL 1200 FF COMBRH NO WC | Furniture | Woodstock Exclusive | 889.3
A44929 | WDSTK DUNE CHCOAL1500 FF H/COMB LH NO WC | Furniture | Woodstock Exclusive | 1498.12
A44930 | WDSTK DUNE CHCOAL1500 FF H/COMB RH NO WC | Furniture | Woodstock Exclusive | 1498.12
A44931 | WSTOCK DUNE CHCOAL 1500 FF COMBLH NO WC | Furniture | Woodstock Exclusive | 1136.19
A44932 | WSTOCK DUNE CHCOAL 1500 FF COMBRH NO WC | Furniture | Woodstock Exclusive | 1136.19
A44933 | WDSTK D/CHARCOL 1200 FF SL COMB LH NO WC | Furniture | Woodstock Exclusive | 879.97
A44934 | WDSTK D/CHARCOL 1200 FF SL COMB RH NO WC | Furniture | Woodstock Exclusive | 879.97
A44935 | WSTOCK DUNE FERN 600 VAN500 WC SET NO WC | Furniture | Woodstock Exclusive | 887.43
A44936 | WSTOCK DUNE FERN 1200 FF COMBO LH NO WC | Furniture | Woodstock Exclusive | 889.3
A44937 | WSTOCK DUNE FERN 1200 FF COMBO RH NO WC | Furniture | Woodstock Exclusive | 889.3
A44938 | WSTOCK DUNE FERN 1500 FF H/COMB LH NO WC | Furniture | Woodstock Exclusive | 1498.12
A44939 | WSTOCK DUNE FERN 1500 FF H/COMB RH NO WC | Furniture | Woodstock Exclusive | 1498.12
A44940 | WSTOCK DUNE FERN 1500 FF COMBO LH NO WC | Furniture | Woodstock Exclusive | 1136.19
A44941 | WSTOCK DUNE FERN 1500 FF COMBO RH NO WC | Furniture | Woodstock Exclusive | 1136.19
A44942 | WSTOCK D/FERN 1200 FF SL COMB LH NO WC | Furniture | Woodstock Exclusive | 879.97
A44943 | WSTOCK D/FERN 1200 FF SL COMB RH NO WC | Furniture | Woodstock Exclusive | 879.97
A23812 | ARC BAR HANDLE BLACK | Furniture | Woodstock Exclusive | 6.21
A23813 | ARC BAR HANDLE BRASS | Furniture | Woodstock Exclusive | 6.21
A23814 | PEBBLE KNOB HANDLE CHROME | Furniture | Woodstock Exclusive | 7.46
A23815 | PEBBLE KNOB HANDLE BLACK | Furniture | Woodstock Exclusive | 7.46
A23816 | PEBBLE KNOB HANDLE BRASS | Furniture | Woodstock Exclusive | 7.46
A23817 | FLINT KNOB HANDLE POLISHED CHROME | Furniture | Woodstock Exclusive | 7.46
A23818 | FLINT KNOB HANDLE SATIN CHROME | Furniture | Woodstock Exclusive | 7.46
A23819 | BEAM KNURLED BAR HANDLE CHROME | Furniture | Woodstock Exclusive | 14.92
A23820 | BEAM KNURLED BAR HANDLE BLACK | Furniture | Woodstock Exclusive | 14.92
A23821 | BEAM KNURLED BAR HANDLE BRASS | Furniture | Woodstock Exclusive | 14.92
A23822 | CURVE BOW HANDLE POLISHED CHROME | Furniture | Woodstock Exclusive | 7.46
A79682 | ARC BAR HANDLE CHROME | Furniture | Woodstock Exclusive | 6.21
A23802 | AURA LED MIRROR 600 BLACK | Furniture | Woodstock Exclusive | 248.75
A23803 | AURA LED MIRROR 600 GOLD | Furniture | Woodstock Exclusive | 270.52
A23804 | AURA LED MIRROR 600 PLAIN | Furniture | Woodstock Exclusive | 228.23
A23805 | HORIZON LED MIRROR 450 | Furniture | Woodstock Exclusive | 223.88
A23806 | GLOW LED MIRROR 600 | Furniture | Woodstock Exclusive | 239.42
A23807 | GLOW LED MIRROR 800 | Furniture | Woodstock Exclusive | 264.3
A23808 | GLOW LED MIRROR 1000 | Furniture | Woodstock Exclusive | 289.17
A23809 | GLOW LED MIRROR 1200 | Furniture | Woodstock Exclusive | 310.32
A23810 | VISTA LED MIRROR 600 WITH HANGING STRAP | Furniture | Woodstock Exclusive | 284.2
A23811 | VISTA LED MIRROR 800 WITH HANGING STRAP | Furniture | Woodstock Exclusive | 337.05
A23856 | WOODSTOCK TWYLA WC FLUSH BUTTON MATT BLK | Furniture | Woodstock Exclusive | 23.63
A23857 | WOODSTOCK TWYLA WCFLUSH BUTTON BRUSBRASS | Furniture | Woodstock Exclusive | 23.63
A23858 | WOODSTOCK TWYLA BAS OFLOW RINGTYPE1 CHR | Furniture | Woodstock Exclusive | 5.59
A23859 | WOODSTOCK TWYLA BASIN OVFLW RINGTYP1 BLK | Furniture | Woodstock Exclusive | 5.59
A23860 | WOODSTOCK TWYLA BSN OVFLOW RINGTYPE1 WHT | Furniture | Woodstock Exclusive | 5.59
A23861 | WOODSTOCK TWYLA BSN OFLOW RING TYPE3 CHR | Furniture | Woodstock Exclusive | 4.97
A23862 | WOODSTOCK TWYLA BSN OVFLW RINGTYP3 BLACK | Furniture | Woodstock Exclusive | 4.97
A23863 | WOODSTOCK TWYLA BSN OVRFLW RINGTYP3 BRAS | Furniture | Woodstock Exclusive | 4.97
A23823 | TIDE GLACIER 500MM WC UNIT SET | Furniture | Woodstock Exclusive | 501.86
A23824 | TIDE LUNAR 500MM WC UNIT SET | Furniture | Woodstock Exclusive | 501.86
A23825 | TIDE CARBON 500MM WC UNIT SET | Furniture | Woodstock Exclusive | 501.86
A23826 | TIDE GLACIER 600MM WC UNIT SET | Furniture | Woodstock Exclusive | 517.41
A23827 | TIDE LUNAR 600MM WC UNIT SET | Furniture | Woodstock Exclusive | 517.41
A23828 | TIDE CARBON 600MM WC UNIT SET | Furniture | Woodstock Exclusive | 517.41
A23829 | TIDE GLACIER 300MM BASE UNIT SET | Furniture | Woodstock Exclusive | 181.58
A23830 | TIDE LUNAR 300MM BASE UNIT SET | Furniture | Woodstock Exclusive | 181.58
A23831 | TIDE CARBON 300MM BASE UNIT SET | Furniture | Woodstock Exclusive | 181.58
A23832 | TIDE GLACIER 600MM BASE UNIT SET | Furniture | Woodstock Exclusive | 217.03
A23833 | TIDE LUNAR 600MM BASE UNIT SET | Furniture | Woodstock Exclusive | 217.03
A23834 | TIDE CARBON 600MM BASE UNIT SET | Furniture | Woodstock Exclusive | 217.03
A23835 | TIDE GLACIER 300MM HIGH RISE UNIT SET | Furniture | Woodstock Exclusive | 366.29
A23836 | TIDE LUNAR 300MM HIGH RISE UNIT SET | Furniture | Woodstock Exclusive | 366.29
A23837 | TIDE CARBON 300MM HIGH RISE UNIT SET | Furniture | Woodstock Exclusive | 366.29
A23838 | TIDE GLACIER 300MM WALL UNIT SET | Furniture | Woodstock Exclusive | 141.17
A23839 | TIDE LUNAR 300MM WALL UNIT SET | Furniture | Woodstock Exclusive | 141.17
A23840 | TIDE CARBON 300MM WALL UNIT SET | Furniture | Woodstock Exclusive | 141.17
A23841 | TIDE GLACIER 600MM WALL UNIT SET | Furniture | Woodstock Exclusive | 185.94
A23842 | TIDE LUNAR 600MM WALL UNIT SET | Furniture | Woodstock Exclusive | 185.94
A23843 | TIDE CARBON 600MM WALL UNIT SET | Furniture | Woodstock Exclusive | 185.94
A44963 | WSTOCK TIDE GLACIER 1200 MOD COMBO NO WC | Furniture | Woodstock Exclusive | 649.88
A44964 | WSTOCK TIDE GLACIER 1500 MOD COMBO NO WC | Furniture | Woodstock Exclusive | 831.47
A44965 | WDSTK TIDE GLACIER1500 MOD HRCOMB NO WC | Furniture | Woodstock Exclusive | 1016.17
A44966 | WSTOCK TIDE LUNAR 1200 MOD/COMB NO WC | Furniture | Woodstock Exclusive | 649.88
A44967 | WSTOCK TIDE LUNAR 1500 MOD/COMB NO WC | Furniture | Woodstock Exclusive | 831.47
A44968 | WSTOCK T/LUNAR 1500 MOD HR COMBO NO WC | Furniture | Woodstock Exclusive | 1016.17
A44969 | WSTOCK TIDE CARBON 1200 MOD COMBO NO WC | Furniture | Woodstock Exclusive | 649.88
A44970 | WSTOCK TIDE CARBON 1500 MOD COMBO NO WC | Furniture | Woodstock Exclusive | 831.47
A44971 | WDSTK TIDE CARBON 1500 MOD HRCOMB NO WC | Furniture | Woodstock Exclusive | 1016.17
A44972 | WSTOCK TIDE GLACIER 1000 MOD COMBO NO WC | Furniture | Woodstock Exclusive | 605.09
A44973 | WSTOCK TIDE LUNAR 1000 MOD/COMB NO WC | Furniture | Woodstock Exclusive | 605.09
A44974 | WSTOCK TIDE CARBON 1000 MOD COMBO NO WC | Furniture | Woodstock Exclusive | 605.09
A44975 | WSTOCK TIDE GLACIER 500 WC UNIT NO WC | Furniture | Woodstock Exclusive | 208.33
A44976 | WSTOCK TIDE LUNAR 500 WC UNIT NO WC | Furniture | Woodstock Exclusive | 208.33
A44977 | WSTOCK TIDE CARBON 500 WC UNIT NO WC | Furniture | Woodstock Exclusive | 208.33
A44978 | WSTOCK TIDE GLACIER 600 WC UNIT NO WC | Furniture | Woodstock Exclusive | 223.88
A44979 | WSTOCK TIDE LUNAR 600 WC UNIT NO WC | Furniture | Woodstock Exclusive | 223.88
A44980 | WSTOCK TIDE CARBON 600 WC UNIT NO WC | Furniture | Woodstock Exclusive | 223.88
A23844 | ERIS MONO BASIN TAP C/W SLOTT WASTE CHR | Furniture | Woodstock Exclusive | 108.82
A23845 | ERIS MONOBASIN TAP C/W SLOTT WASTE MBLK | Furniture | Woodstock Exclusive | 121.26
A23846 | ERIS TALL MONOBASIN TAP C/W SLOTT WSTCHR | Furniture | Woodstock Exclusive | 158.58
A23847 | ERIS TALLMONOBAS TAP C/W SL WASTE MBLK | Furniture | Woodstock Exclusive | 180.35
A23848 | NAYA MONO BAS TAP C/W SLOTTED WASTE CHR | Furniture | Woodstock Exclusive | 99.5
A23849 | NAYA MONOBAS TAP C/W SLOTTED WASTE MBLK | Furniture | Woodstock Exclusive | 147.38
A23850 | NAYA MONOBAS TAP C/W SLOTT WAST BRBRASS | Furniture | Woodstock Exclusive | 192.78
A23851 | NAYA TALLMONOBAS TAP C/W SLOTTWASTE CHR | Furniture | Woodstock Exclusive | 192.78
A23852 | NAYA TALL MBAS TAP C/W SLOTTWASTE MBLK | Furniture | Woodstock Exclusive | 254.97
A23853 | NAYA TALL MBAS TAP C/W SLOTTWAST BBRASS | Furniture | Woodstock Exclusive | 261.19
A23854 | LYRA MONO BAS TAP C/W SLOTTED WASTE CHR | Furniture | Woodstock Exclusive | 99.5
A23855 | ZARA MONO BAS TAP C/W SLOTTED WASTE CHR | Furniture | Woodstock Exclusive | 108.82
R10013 | * NABIS BRANDO CRM WSHBAS 1TH45CM GL/WHT | Furniture | Wolseley (Nabis) | 29.5
R10014 | * NABIS BRANDO CRM WSHBAS 1TH56CM GL/WHT | Furniture | Wolseley (Nabis) | 36.98
R10015 | * NABIS BRANDO 45 FL/ST 1DOOR ONLYGL/WHT | Furniture | Wolseley (Nabis) | 61.83
R10016 | * NABIS BRANDO 56 FL/ST 2DOOR ONLYGL/WHT | Furniture | Wolseley (Nabis) | 81.01
R10017 | * NABIS BRANDO 50WC WC UNIT GL/WHT | Furniture | Wolseley (Nabis) | 81.75
R10018 | * NABIS BRANDO 60WC WC UNIT GL/WHT | Furniture | Wolseley (Nabis) | 84.6
R10019 | * NABIS 1700MM 2 PIECE BATH PANEL GL/WHT | Furniture | Wolseley (Nabis) | 47.9
R10020 | * NABIS 1800MM 2 PIECE BATH PANEL GL/WHT | Furniture | Wolseley (Nabis) | 49.41
R10021 | * NABIS 700MM 2 PIECE BATH PANEL GL/WHT | Furniture | Wolseley (Nabis) | 33.85
R10022 | * NABIS 800MM 2 PIECE BATH PANEL GL/WHT | Furniture | Wolseley (Nabis) | 25.83
R10023 | * NABIS 40CM FL/STND VANBASIN&UNT GREYST | Furniture | Wolseley (Nabis) | 100.81
R10024 | * NABIS BRANDO45 FL/STD 1DOORUNT GREYSTN | Furniture | Wolseley (Nabis) | 61.83
R10025 | * NABIS BRANDO56 FL/STD 2DOORUNT GREYSTN | Furniture | Wolseley (Nabis) | 81.01
R10026 | * NABIS BRANDO 50WC WC UNIT GREY STONE | Furniture | Wolseley (Nabis) | 81.75
R10027 | * NABIS BRANDO 60WC WC UNIT GREY STONE | Furniture | Wolseley (Nabis) | 84.6
R10028 | * NABIS 1700MM 2PIECE BATHPANEL GRYSTONE | Furniture | Wolseley (Nabis) | 47.9
R10029 | * NABIS 1800MM 2PIECE BATHPANEL GRYSTONE | Furniture | Wolseley (Nabis) | 49.41
R10030 | * NABIS 700MM 2PIECE BATHPANEL GREYSTONE | Furniture | Wolseley (Nabis) | 33.85
R10031 | * NABIS 800MM 2PIECE BATHPANEL GRYSTONE | Furniture | Wolseley (Nabis) | 25.83
R10070 | * NABIS 1 OF CHROME HANDLE 168MM | Furniture | Wolseley (Nabis) | 5
R10071 | * NABIS 1 OF BLACK HANDLE 168MM | Furniture | Wolseley (Nabis) | 5
R10072 | * NABIS 1 OF BRASS HANDLE 168MM | Furniture | Wolseley (Nabis) | 5
R10032 | * NABIS HESTCERAMIC 1THBASIN51XHESTON50 | Furniture | Wolseley (Nabis) | 58.45
R10033 | * NABIS HESTCERAMIC 1THBASIN61 XHESTON60 | Furniture | Wolseley (Nabis) | 62.98
R10054 | * NABIS 40 FL/STD VANIT BASIN&UNT GL/WHT | Furniture | Wolseley (Nabis) | 100.81
R10055 | * NABIS HESTON 50 FL/STAN 2DRWUNT GL/WHT | Furniture | Wolseley (Nabis) | 143.63
R10056 | * NABIS HESTON 50 W/MOUNT 2DRWUNT GL/WHT | Furniture | Wolseley (Nabis) | 147.8
R10057 | * NABIS HESTON 60 FL/STAN 2DRWUNT GL/WHT | Furniture | Wolseley (Nabis) | 174.83
R10058 | * NABIS HESTON 60 W/MOUNT 2DRWUNT GL/WHT | Furniture | Wolseley (Nabis) | 153.6
R10059 | * NABIS HESTON 50CM WC UNIT ONLY GL/WHT | Furniture | Wolseley (Nabis) | 83.18
R10034 | * NABIS 40 FL/STD VANITY BASIN&UNT ANTHR | Furniture | Wolseley (Nabis) | 100.81
R10035 | * NABIS HESTON 50 FL/STD 2 DRW UNT ANTHR | Furniture | Wolseley (Nabis) | 143.63
R10036 | * NABIS HESTON 50 W/MOUNT 2 DRWUNT ANTHR | Furniture | Wolseley (Nabis) | 147.8
R10037 | * NABIS HESTON 60 FL/STD 2 DRW UNT ANTHR | Furniture | Wolseley (Nabis) | 174.83
R10038 | * NABIS HESTON 60 W/MOUNT 2 DRWUNT ANTHR | Furniture | Wolseley (Nabis) | 153.6
R10039 | * NABIS HESTON 50CM WC UNIT ONLY ANTHR | Furniture | Wolseley (Nabis) | 83.18
R10040 | * NABIS 1700MM 2PIECE BATHPANEL ANTHRAC | Furniture | Wolseley (Nabis) | 47.9
R10041 | * NABIS 1800MM 2PIECE BATHPANEL ANTHRAC | Furniture | Wolseley (Nabis) | 49.41
R10042 | * NABIS 700MM 2 PIECE BATH PANEL ANTHRAC | Furniture | Wolseley (Nabis) | 33.85
R10043 | * NABIS 800MM 2 PIECE BATH PANEL ANTHRAC | Furniture | Wolseley (Nabis) | 25.83
R10044 | * NABIS 40 FL/STD VANITY BASIN&UNT M/WHT | Furniture | Wolseley (Nabis) | 100.81
R10045 | * NABIS HESTON50CM FL/ ST 2DRS UNT M/WHT | Furniture | Wolseley (Nabis) | 143.63
R10046 | * NABIS HESTON 50 W/MOUNT 2DRWUNIT M/WHT | Furniture | Wolseley (Nabis) | 147.8
R10047 | * NABIS HESTON 60CM FL/ST 2DRS UNITM/WHT | Furniture | Wolseley (Nabis) | 174.83
R10048 | * NABIS HESTON 60 W/MOUNT 2DRWUNIT M/WHT | Furniture | Wolseley (Nabis) | 153.6
R10049 | * NABIS HESTON 50CM WC UNIT ONLY M/WHT | Furniture | Wolseley (Nabis) | 83.18
R10050 | * NABIS 1700MM 2 PIECE BATH PANEL M/WHT | Furniture | Wolseley (Nabis) | 47.9
R10051 | * NABIS 1800MM 2 PIECE BATH PANEL M/WHT | Furniture | Wolseley (Nabis) | 49.41
R10052 | * NABIS 700MM 2 PIECE BATH PANEL M/WHT | Furniture | Wolseley (Nabis) | 33.85
R10053 | * NABIS 800MM 2 PIECE BATH PANEL M/WHT | Furniture | Wolseley (Nabis) | 25.83
R10060 | * NABIS 40 FL/STD VANBASIN&UNIT HALIFOAK | Furniture | Wolseley (Nabis) | 100.81
R10061 | * NABIS HESTON50 FL/STD 2DRWUNT HALIFOAK | Furniture | Wolseley (Nabis) | 143.63
R10062 | * NABIS HESTON50 W/MOUNT2DRW UNTHALIFOAK | Furniture | Wolseley (Nabis) | 147.8
R10063 | * NABIS HESTON60 FL/STD 2DRWUNT HALIFOAK | Furniture | Wolseley (Nabis) | 174.83
R10064 | * NABIS HESTON60W/MOUNT 2DRWUNT HALIFOAK | Furniture | Wolseley (Nabis) | 153.6
R10065 | * NABIS HESTON 50CMWCUNT ONLY HALIFAXOAK | Furniture | Wolseley (Nabis) | 83.18
R10066 | * NABIS 1700MM 2PIECE BATHPANL HALIF OAK | Furniture | Wolseley (Nabis) | 47.9
R10067 | * NABIS 1800MM 2PIECE BATHPANL HALIF OAK | Furniture | Wolseley (Nabis) | 49.41
R10068 | * NABIS 700MM 2PIECE BATHPANEL HALIF OAK | Furniture | Wolseley (Nabis) | 33.85
R10069 | * NABIS 800MM 2PIECE BATHPANEL HALIF OAK | Furniture | Wolseley (Nabis) | 25.83
R10073 | * NABIS MIRROR WITH CURVED CORNERS 40 CM | Finishing touches | Wolseley (Nabis) | 40.3
R10074 | * NABIS MIRROR WITH CURVED CORNERS 50 CM | Finishing touches | Wolseley (Nabis) | 42.89
R10075 | * NABIS MIRROR WITH CURVED CORNERS 60 CM | Finishing touches | Wolseley (Nabis) | 45.47
A05679 | * NAB POP UP BATH WASTE BLACK | Finishing touches | Wolseley (Nabis) | 22.4727
A05680 | * NAB POP UP BATH WASTE BRASS | Finishing touches | Wolseley (Nabis) | 22.9273
A05681 | * NAB UNIVERSAL CLICK BASIN WASTE CHROME | Finishing touches | Wolseley (Nabis) | 6.3636
A05682 | * NAB UNIVERSAL CLICK BASIN WASTE BLACK | Finishing touches | Wolseley (Nabis) | 7.2727
A05683 | * NAB UNIVERSAL CLICK BASIN WASTE BRASS | Finishing touches | Wolseley (Nabis) | 7.7455
C20226 | * CB 32MM CONTEMPORARY BOTTLE TRAP | Finishing touches | Wolseley (Nabis) | 23.16
C50004 | * NABIS 1 1/2" BTH CWO-PLSTC PLUG SS | Finishing touches | Wolseley (Nabis) | 3.15
C50014 | * NABIS 1 1/2" SINK CWO-PLSTC PLUG SS | Finishing touches | Wolseley (Nabis) | 2.91
C50019 | * NABIS 1 1/2" BATH CWO-CP PLUG CP | Finishing touches | Wolseley (Nabis) | 4.94
C50020 | * NABIS 1 1/4" BSN WST-PLSTC PLUG CP | Finishing touches | Wolseley (Nabis) | 4.76
C50021 | * NABIS 1 1/4" BSN WST- CP PLUG CP | Finishing touches | Wolseley (Nabis) | 6.14
C50070 | * NABIS 1 1/2" LUXURY BTH WST PUW CP | Finishing touches | Wolseley (Nabis) | 17.61
C50152 | * NABIS 1 1/4" LONG/SOLID GRID WST CP | Finishing touches | Wolseley (Nabis) | 6.66
C50156 | * NABIS 1 1/4" SLTD GRID WST CP | Finishing touches | Wolseley (Nabis) | 6.83
C50190 | * NABIS 3 1/2" SINK BSKT STRNR WST SS | Finishing touches | Wolseley (Nabis) | 5.56
C50268 | 1 1/2" LONG/SLOTTED SINK WASTE CP | Finishing touches | Wolseley (Nabis) | 6.73
C50270 | 1 1/2" LONG/SOLID SINK WASTE CP | Finishing touches | Wolseley (Nabis) | 8.13
C50530 | * NABIS 1 25" CLICKER BSN WST EASY SEAL SLTD CP | Finishing touches | Wolseley (Nabis) | 7.18
C50531 | * NABIS 1 25" CLICKER BSN WST EA/SEAL SOLID CP | Finishing touches | Wolseley (Nabis) | 10.17
C50532 | * NABIS 1 5" EASY SEAL CLICKER BATH WASTE CP | Finishing touches | Wolseley (Nabis) | 17.01
C50535 | * NABIS 1 25" BSN WST SPINNER SLOTTED CP | Finishing touches | Wolseley (Nabis) | 7.08
C62000 | * NABIS 1 1/4' ADJ BOTTLETRAP CP | Finishing touches | Wolseley (Nabis) | 16.31
C39738 | TD SLOTTED FLIPOVER BASIN WASTE BRASS | Finishing touches | Thomas Dudley | 9
C39756 | TD 1 1/2" BATH POP UP WASTE CP | Finishing touches | Thomas Dudley | 18.12
C42971 | BRISTAN RD PUSH BASIN WASTE SLOTTED C | Finishing touches | Bristan Limited | 21.04
C42961 | BRISTAN RD CLICKER BASIN WASTE SLOTTED C | Finishing touches | Bristan Limited | 19.6
D08173 | BRISTAN ABS 200MM SQUARE SHOWER HEAD | Finishing touches | Bristan Limited | 21.88
D00170 | * NAB ELIXIR DOUBLE ROBE HOOK | Finishing touches | Wolseley (Nabis) | 4.27
D02573 | * NAB ELIXIR TOILET ROLL HOLDER | Finishing touches | Wolseley (Nabis) | 11.13
D02575 | * NAB ELIXIR SPARE TOILET ROLL HOLDER | Finishing touches | Wolseley (Nabis) | 13.23
D02576 | * NAB ELIXIR TOWEL RAIL 600MM | Finishing touches | Wolseley (Nabis) | 21.31
D02577 | * NAB ELIXIR TOWEL RING | Finishing touches | Wolseley (Nabis) | 12.27
D02578 | * NAB ELIXIR GLASS SHELF | Finishing touches | Wolseley (Nabis) | 18.48
D02579 | * NAB ELIXIR CORNER STORAGE BASKET SS | Finishing touches | Wolseley (Nabis) | 12.17
D02581 | * NAB ELIXIR 380MM GRAB 'N' GRIP BAR | Finishing touches | Wolseley (Nabis) | 23.52
D02873 | * NAB BRIGHTON TOILET ROLL HOLDER | Finishing touches | Wolseley (Nabis) | 14.85
D02874 | * NAB BRIGHTON TOWEL RING | Finishing touches | Wolseley (Nabis) | 18.42
D02875 | * NAB BRIGHTON TOWEL RAIL 610MM | Finishing touches | Wolseley (Nabis) | 24.17
D02876 | * NAB BRIGHTON GLASS SHELF | Finishing touches | Wolseley (Nabis) | 24.17
D02879 | * NAB SAVANNAH TOILET ROLL HOLDER | Finishing touches | Wolseley (Nabis) | 13.4
G60666 | XPELAIR VX100T AXIAL FAN WITHTIMER 100MM | Extractor Fans | Glen Dimplex | 9.72
G60665 | XPELAIR VX100 AXIAL STANDARD FAN 100MM | Extractor Fans | Glen Dimplex | 8.25
G74396 | VENT-AXIA SLIM LINE FAN STNADARD MODEL | Extractor Fans | Vent-Axia | 58.57
G74397 | VENT-AXIA SLIM LINE FAN WITH TIMER | Extractor Fans | Vent-Axia | 87.2
G76688 | XPELAIR 2 SPEED MXED FLOW FAN WITH TIMER | Extractor Fans | Glen Dimplex | 46.6
G76687 | XPELAIR 2 SPEED MIXED FLOW FAN | Extractor Fans | Glen Dimplex | 37.86
G74858 | DOMUS 100MM SDF AXIAL FAN C/W TIMER | Extractor Fans | Domus | 16.85
G74857 | DOMUS VENTILATION 100MM SDF AXIAL FAN | Extractor Fans | Domus | 13.3
G74891 | VITALIS 100MM INLINE - TIMER | Extractor Fans | Domus | 82.02
G79880 | DOMUS 100MM ENERGY EFF AXIAL FAN & TIMER | Extractor Fans | Domus | 25.83
G79884 | 100MM ENGY EFF AXIAL FAN & TMER SELV | Extractor Fans | Domus | 64.78

## Kitchen
Product Code | Description | Category | Supplier Name | LNPG Price
B08911 | * NAB TURANO MONOBLOC KITCHEN TAP | Kitchen | Wolseley (Nabis) | 35.11
B08912 | * NAB REGAL CROSSHEAD KITCHEN TAP | Kitchen | Wolseley (Nabis) | 40.49
B08913 | * NAB COSTENO SGL LEVER MONO KITCHEN TAP | Kitchen | Wolseley (Nabis) | 26.79
B08914 | * NAB SANDIA MONOBLOC KITCHEN TAP | Kitchen | Wolseley (Nabis) | 45.23
B08915 | * NAB MATESE MONOBLOC KITCHEN TAP | Kitchen | Wolseley (Nabis) | 44.34
B08916 | * NAB MONATE DECK KITCHEN MIXER | Kitchen | Wolseley (Nabis) | 60.25
B08917 | * NAB REGAL LEVER 1/4 TURN KITCHEN TAP | Kitchen | Wolseley (Nabis) | 56.01
B08920 | * NAB REGAL LEVR 1/4 TURN DECK KITCH TAP | Kitchen | Wolseley (Nabis) | 80.52
B08923 | * NAB MONATE MONOBLOC KITCHEN TAP | Kitchen | Wolseley (Nabis) | 49.4
B08924 | * NAB PRACTICA LVR PULL OUT KITCHEN TAP | Kitchen | Wolseley (Nabis) | 48
B08925 | * NAB SEVIER MONOBLOC KITCHEN TAP | Kitchen | Wolseley (Nabis) | 42.64
B08926 | * NAB IDRO SWAN NECK KITCHEN TAP | Kitchen | Wolseley (Nabis) | 43.52
B08927 | * NAB IDRO MONOBLOC KITCHEN TAP | Kitchen | Wolseley (Nabis) | 49.54
B08928 | * NAB LEVICO MONO SIDE CONTROL KITCH TAP | Kitchen | Wolseley (Nabis) | 32.92
B08929 | * NAB VICO MONO PULL OUT KITCHEN TAP | Kitchen | Wolseley (Nabis) | 66.33
D88214 | VALUE LEVER DECK SINK MIXER CHROME | Kitchen | Bristan Limited | 43.73
D88218 | VALUE LEVER MONOBLOC SINK MIXER CHROME | Kitchen | Bristan Limited | 47.19
D77199 | CINNAMON EASY FIT KITCHEN SINK MIXER | Kitchen | Bristan Limited | 62.95
D77396 | BRISTAN EASYFIT CASHEW KITCHEN SINK MIXR | Kitchen | Bristan Limited | 64.02
D77405 | BRISTAN MANHATTAN EFIT SINK MIXER CHROME | Kitchen | Bristan Limited | 71.21
D77204 | PISTACHIO EASY FIT KITCHEN SINK MIXER | Kitchen | Bristan Limited | 105.98
D77415 | BRISTAN MONZA EASYFIT SINK MIXER CHROME | Kitchen | Bristan Limited | 107.06
D77401 | BRISTAN RUBY EASYFIT SINK MIXER CHROME | Kitchen | Bristan Limited | 88.86
D77209 | APRICOT SINK MIXER WITH PULL OUT SPRAY | Kitchen | Bristan Limited | 139.89
G62510 | * NAB 950X508 1.0B LH 2TH INS SINK SS | Kitchen | Wolseley (Nabis) | 73.26
G62511 | * NAB 950X508 1.0B RH 2TH INS SINK SS | Kitchen | Wolseley (Nabis) | 73.26
G62512 | * NAB 950X508 1.0B 1TH REV INS SNK SS | Kitchen | Wolseley (Nabis) | 51.98
G62526 | * NAB 950X508 1.5B 1TH REV INS SNK SS | Kitchen | Wolseley (Nabis) | 83.22
G62527 | * NAB 800X508 1.0B 1TH REV INS SINK SS | Kitchen | Wolseley (Nabis) | 76.84
G62528 | * NAB 950X508 1.0B 1TH REV INS SINK SS | Kitchen | Wolseley (Nabis) | 67.67
G62549 | * NABIS 950X508 1.0B 1TH REV SS SNK PACK | Kitchen | Wolseley (Nabis) | 57.73